{"text_format":"1","workbook":"xlsx","n_sheets":3,"sheets":["ورودی نیروها","محاسبات برش دو طرفه گره(ها)","ریز محاسبات برش دو طرفه تک گره"],"not_rendered":{"charts":0,"images":3,"macros":1,"external_links":0,"defined_names":3,"comments":0,"pivot_tables":0},"unopened":[],"bounds":{"document_bytes":16777216,"sheet_cells":100000,"rows_first":2000,"rows_last":500,"rows_between":2000,"halvings":0,"cell_chars":16384,"cell_head_chars":4096},"cells_cut":0,"cells_raw":0,"read":"whole","date_system":"1900"}

{"sheet":"ورودی نیروها","index":0,"n_rows":1677,"n_cols":19,"rows_kept":1677,"cut":false,"hidden":false,"merged":[[1,3,1,10],[1,18,1,26],[1,12,1,16]]}
[]
[null,null,"↓","نیروهای ناشی از ترکیب بار(های) گره(های) مورد نظر در این قسمت وارد شود. (واحد Kgf.cm) ",null,null,null,null,null,null,null,null,"ابعاد و حالت‏های برش دوطرفه گره(ها) در این قسمت وارد شود\n",null,null,null,null,null,"راهنمای حالت‏های برش دوطرفه"]
[null,"→","Story","Point","Load","FX","FY","FZ","MX","MY","MZ",null,"Point","Lx (cm)","Ly (cm)","حالت","b0 (cm)(اختیاری)"]
[null,null,"BASE",1,"ACIB01",1743.46,-1540.08,134656.04999999999,150327.85500000001,190986.196,-1333.145,null,1,60,45,4]
[null,null,"BASE",1,"ACIB02",2162.06,-1324.68,146088.64000000001,124336.697,236246.20300000001,-1690.9269999999999,null,2,60,45,2]
[null,null,"BASE",1,"ACIS01",-7568.43,-3778.04,96993.21,741201.72100000002,-2065589.064,-14113.342000000001,null,3,60,45,2]
[null,null,"BASE",1,"ACIS02",-8091.76,-3315.96,56567.05,695981.72400000005,-2123014.5249999999,-13717.197,null,4,60,45,4]
[null,null,"BASE",1,"ACIS03",-7730.02,543.30999999999995,80429.570000000007,-570154.321,-2108300.3020000001,-7775.1369999999997,null,5,70,45,2]
[null,null,"BASE",1,"ACIS04",-8253.35,1005.4,40003.410000000003,-615374.31799999997,-2165725.7629999998,-7378.9920000000002,null,6,80,45,1]
[null,null,"BASE",1,"ACIS05",12076.72,-3651.29,229171.99,867434.52500000002,2583810.3569999998,4408.3109999999997,null,7,80,45,1]
[null,null,"BASE",1,"ACIS06",11553.39,-3189.21,188745.83,822214.52800000005,2526384.8960000002,4804.4560000000001,null,8,70,45,2]
[null,null,"BASE",1,"ACIS07",11915.13,670.06,212608.35,-443921.51699999999,2541099.1189999999,10746.516,null,9,70,45,2]
[null,null,"BASE",1,"ACIS08",11391.8,1132.1500000000001,172182.19,-489141.51400000002,2483673.6579999998,11142.661,null,10,70,45,1]
[null,null,"BASE",1,"ACIS09",-8156.15,-4533.3999999999996,95174.28,962586.62699999998,-2203914.344,4823.3459999999995,null,11,70,45,1]
[null,null,"BASE",1,"ACIS10",-8679.48,-4071.32,54748.12,917366.63,-2261339.8050000002,5219.491,null,12,70,45,2]
[null,null,"BASE",1,"ACIS11",-8317.74,-212.05,78610.64,-348769.41499999998,-2246625.5830000001,11161.550999999999,null,13,60,45,4]
[null,null,"BASE",1,"ACIS12",-7117.94,-3948.51,64934.37,893626.35400000005,-1891886.057,3768.1120000000001,null,14,50,45,3]
[null,null,"BASE",1,"ACIS13",12664.44,-2895.93,230990.92,646049.61899999995,2722135.6379999998,-14528.376,null,15,60,45,3]
[null,null,"BASE",1,"ACIS14",12141.11,-2433.85,190564.76,600829.62199999997,2664710.1770000001,-14132.231,null,16,60,45,3]
[null,null,"BASE",1,"ACIS15",12502.85,1425.42,214427.28,-665306.42299999995,2679424.3990000002,-8190.1719999999996,null,17,50,45,3]
[null,null,"BASE",1,"ACIS16",11979.52,1887.51,174001.12,-710526.42,2621998.9380000001,-7794.0259999999998,null,18,60,45,4]
[null,null,"BASE",1,"ACIS17",-6980.71,-3022.68,98812.14,519816.815,-1927263.7830000001,-33050.03]
[null,null,"BASE",1,"ACIS18",-7504.04,-2560.6,58385.98,474596.81800000003,-1984689.2439999999,-32653.884999999998]
[null,null,"BASE",1,"ACIS19",-7142.3,1298.68,82248.509999999995,-791539.22699999996,-1969975.0220000001,-26711.825000000001]
[null,null,"BASE",1,"ACIS20",-7504.04,-2560.6,58385.98,474596.81800000003,-1984689.2439999999,-32653.884999999998]
[null,null,"BASE",1,"ACIS21",11489,-4406.66,227353.05,1088819.4310000001,2445485.077,23344.999]
[null,null,"BASE",1,"ACIS22",10965.67,-3944.57,186926.9,1043599.434,2388059.6159999999,23741.144]
[null,null,"BASE",1,"ACIS23",11327.41,-85.3,210789.42,-222536.611,2402773.838,29683.204000000002]
[null,null,"BASE",1,"ACIS24",10804.08,376.78,170363.26,-267756.60800000001,2345348.3769999999,30079.348999999998]
[null,null,"BASE",1,"ACIS25",-504.1,-8775.26,162580.01999999999,2315298.585,-388469.48800000001,-15025.335999999999]
[null,null,"BASE",1,"ACIS26",-1027.44,-8313.18,122153.86,2270078.588,-445894.94900000002,-14629.191000000001]
[null,null,"BASE",1,"ACIS27",5389.44,-8737.24,202233.66,2353168.426,1006350.338,-9468.84]
[null,null,"BASE",1,"ACIS28",-1027.44,-8313.18,122153.86,2270078.588,-445894.94900000002,-14629.191000000001]
[null,null,"BASE",1,"ACIS29",-1042.74,5629.26,107367.9,-2055888.2220000001,-530840.28300000005,6102.0140000000001]
[null,null,"BASE",1,"ACIS30",-1566.08,6091.34,66941.740000000005,-2101108.219,-588265.74399999995,6498.1589999999997]
[null,null,"BASE",1,"ACIS31",4850.8,5667.28,147021.54,-2018018.3810000001,863979.54299999995,11658.51]
[null,null,"BASE",1,"ACIS32",4327.47,6129.37,106595.38,-2063238.378,806554.08200000005,12054.655000000001]
[null,null,"BASE",1,"ACIS34",179.17,-7897.11,164699.94,2057900.827,-227643.092,-37043.716999999997]
[null,null,"BASE",1,"ACIS35",6072.72,-7859.09,204353.57,2095770.6680000001,1167176.7339999999,-31487.221000000001]
[null,null,"BASE",1,"ACIS36",5549.38,-7397,163927.41,2050550.6710000001,1109751.273,-31091.076000000001]
[null,null,"BASE",1,"ACIS37",-1726.02,4751.1099999999997,105247.99,-1798490.4639999999,-691666.679,28120.395]
[null,null,"BASE",1,"ACIS38",-2249.35,5213.1899999999996,64821.83,-1843710.4609999999,-749092.14,28516.54]
[null,null,"BASE",1,"ACIS39",4167.53,4789.13,144901.62,-1760620.6229999999,703153.147,33676.891000000003]
[null,null,"BASE",1,"ACIS40",3644.19,5251.22,104475.46,-1805840.62,645727.68599999999,34073.036]
[null,null,"BASE",1,"ACIS41",-1187.3800000000001,-9653.41,160460.10999999999,2572696.3429999999,-549295.88399999996,6993.0450000000001]
[null,null,"BASE",1,"ACIS42",-1710.71,-9191.33,120033.95,2527476.3459999999,-606721.34499999997,7389.19]
[null,null,"BASE",1,"ACIS43",4706.17,-9615.39,200113.74,2610566.1850000001,845523.94299999997,12549.540999999999]
[null,null,"BASE",1,"ACIS44",4182.83,-9153.2999999999993,159687.57999999999,2565346.1869999999,788098.48199999996,12945.686]
[null,null,"BASE",1,"ACIS45",-359.47,6507.41,109487.82,-2313285.9810000001,-370013.88799999998,-15916.367]
[null,null,"BASE",1,"ACIS46",-882.8,6969.49,69061.66,-2358505.9780000001,-427439.34899999999,-15520.222]
[null,null,"BASE",1,"ACIS47",5534.08,6545.43,149141.45000000001,-2275416.139,1024805.939,-10359.870999999999]
[null,null,"BASE",1,"ACIS48",5010.75,7007.52,108715.29,-2320636.1370000001,967380.478,-9963.7260000000006]
[null,null,"BASE",1,"ACIS49",-8359.32,-3445.14,48970.11,711810.95299999998,-2151854.5210000002,-13485.023999999999]
[null,null,"BASE",1,"ACIS50",-8882.65,-2983.06,8543.9500000000007,666590.95600000001,-2209279.9819999998,-13088.879000000001]
[null,null,"BASE",1,"ACIS51",-8520.91,876.21,32406.48,-599545.09,-2194565.7590000001,-7146.8190000000004]
[null,null,"BASE",1,"ACIS52",-9044.24,1338.3,-8019.68,-644765.08700000006,-2251991.2200000002,-6750.674]
[null,null,"BASE",1,"ACIS54",11285.83,-3318.4,181148.89,838043.75699999998,2497544.9,5036.63]
[null,null,"BASE",1,"ACIS55",11124.24,1002.96,164585.25,-473312.28499999997,2454833.662,11374.834999999999]
[null,null,"BASE",1,"ACIS56",10600.91,1465.04,124159.1,-518532.283,2397408.2009999999,11770.98]
[null,null,"BASE",1,"ACIS57",-8947.0400000000009,-4200.5,47151.18,933195.85900000005,-2290179.801,5451.6639999999998]
[null,null,"BASE",1,"ACIS58",-9470.3700000000008,-3738.42,6725.02,887975.86199999996,-2347605.2620000001,5847.8090000000002]
[null,null,"BASE",1,"ACIS59",-9108.6299999999992,120.85,30587.55,-378160.18400000001,-2332891.04,11789.869000000001]
[null,null,"BASE",1,"ACIS60",-9631.9599999999991,582.92999999999995,-9838.61,-423380.18099999998,-2390316.5010000002,12186.013999999999]
[null,null,"BASE",1,"ACIS61",11873.55,-2563.0300000000002,182967.82,616658.85100000002,2635870.1809999999,-13900.058000000001]
[null,null,"BASE",1,"ACIS62",11350.22,-2100.9499999999998,142541.66,571438.85400000005,2578444.7200000002,-13503.913]
[null,null,"BASE",1,"ACIS64",11711.96,1758.32,166404.19,-694697.19099999999,2593158.9419999998,-7561.8530000000001]
[null,null,"BASE",1,"ACIS65",-7771.6,-2689.78,50789.05,490426.04700000002,-2013529.24,-32421.710999999999]
[null,null,"BASE",1,"ACIS67",-8294.93,-2227.6999999999998,10362.89,445206.05,-2070954.7009999999,-32025.565999999999]
[null,null,"BASE",1,"ACIS68",-8456.52,2093.66,-6200.75,-866149.99300000002,-2113665.94,-25687.361000000001]
[null,null,"BASE",1,"ACIS69",10698.11,-4073.76,179329.96,1059428.6629999999,2359219.62,23973.316999999999]
[null,null,"BASE",1,"ACIS70",10174.780000000001,-3611.67,138903.79999999999,1014208.666,2301794.159,24369.462]
[null,null,"BASE",1,"ACIS71",10536.52,247.6,162766.32,-251927.37899999999,2316508.3810000001,30311.522000000001]
[null,null,"BASE",1,"ACIS72",10013.19,709.68,122340.16,-297147.37699999998,2259082.92,30707.667000000001]
[null,null,"BASE",1,"ACIS73",-1294.99,-8442.36,114556.93,2285907.8169999998,-474734.94500000001,-14397.017]
[null,null,"BASE",1,"ACIS74",-1818.32,-7980.28,74130.77,2240687.8199999998,-532160.40599999996,-14000.871999999999]
[null,null,"BASE",1,"ACIS75",4598.55,-8404.34,154210.56,2323777.6579999998,920084.88100000005,-8840.5210000000006]
[null,null,"BASE",1,"ACIS76",4075.22,-7942.26,113784.4,2278557.6609999998,862659.42,-8444.3760000000002]
[null,null,"BASE",1,"ACIS78",-1833.63,5962.16,59344.81,-2085278.9909999999,-617105.74,6730.3320000000003]
[null,null,"BASE",1,"ACIS79",4059.92,6000.18,98998.44,-2047409.149,777714.08600000001,12286.828]
[null,null,"BASE",1,"ACIS80",3536.58,6462.26,58572.28,-2092629.1470000001,720288.625,12682.973]
[null,null,"BASE",1,"ACIS81",-611.72,-7564.21,116676.84,2028510.058,-313908.549,-36415.398000000001]
[null,null,"BASE",1,"ACIS82",-1135.05,-7102.13,76250.679999999993,1983290.061,-371334.01,-36019.252999999997]
[null,null,"BASE",1,"ACIS83",5281.83,-7526.19,156330.48000000001,2066379.9,1080911.277,-30858.901999999998]
[null,null,"BASE",1,"ACIS84",4758.5,-7064.11,115904.32000000001,2021159.902,1023485.816,-30462.757000000001]
[null,null,"BASE",1,"ACIS85",-2516.91,5084.01,57224.89,-1827881.2320000001,-777932.13600000006,28748.713]
[null,null,"BASE",1,"ACIS86",-3040.24,5546.09,16798.73,-1873101.2290000001,-835357.59699999995,29144.858]
[null,null,"BASE",1,"ACIS87",3376.64,5122.03,96878.53,-1790011.3910000001,616887.68999999994,34305.209000000003]
[null,null,"BASE",1,"ACIS88",2853.31,5584.11,56452.37,-1835231.388,559462.22900000005,34701.353999999999]
[null,null,"BASE",1,"ACIS89",-1978.27,-9320.51,112437.01,2543305.5750000002,-635561.34100000001,7621.3630000000003]
[null,null,"BASE",1,"ACIS90",-2501.6,-8858.43,72010.850000000006,2498085.5780000002,-692986.80200000003,8017.5079999999998]
[null,null,"BASE",1,"ACIS91",3915.28,-9282.49,152090.64000000001,2581175.4160000002,759258.48600000003,13177.859]
[null,null,"BASE",1,"ACIS92",3391.95,-8820.41,111664.49,2535955.4190000002,701833.02500000002,13574.004000000001]
[null,null,"BASE",1,"ACIS93",-1150.3499999999999,6840.31,61464.72,-2342676.7489999998,-456279.34499999997,-15288.049000000001]
[null,null,"BASE",1,"ACIS94",-1673.69,7302.39,21038.560000000001,-2387896.7459999998,-513704.80599999998,-14891.903]
[null,null,"BASE",1,"ACIS95",4743.1899999999996,6878.33,101118.36,-2304806.9079999998,938540.48199999996,-9731.5529999999999]
[null,null,"BASE",1,"ACIS96",4219.8599999999997,7340.41,60692.2,-2350026.9049999998,881115.02099999995,-9335.4069999999992]
[null,null,"BASE",2,"ACIB01",974.71,-3562.72,216010.37,385255.272,106267.976,-1333.145]
[null,null,"BASE",2,"ACIB02",614.16,-4612.07,239089.38,499539.91399999999,66697.421000000002,-1690.9269999999999]
[null,null,"BASE",2,"ACIS01",-15697.29,-5016.3500000000004,291994.18,775226.86800000002,-3890324.57,-14113.342000000001]
[null,null,"BASE",2,"ACIS02",-15990.17,-3947.69,227207.05,659609.72699999996,-3922428.84,-13717.197]
[null,null,"BASE",2,"ACIS03",-16399.62,-2315.9,284095.34999999998,-21951.151999999998,-4010461.01,-7775.1369999999997]
[null,null,"BASE",2,"ACIS04",-16692.509999999998,-1247.23,219308.21,-137568.29300000001,-4042565.28,-7378.9920000000002]
[null,null,"BASE",2,"ACIS05",18086.810000000001,-6808.17,218417.32,1009657.29,4194252.1809999999,4408.3109999999997]
[null,null,"BASE",2,"ACIS06",17793.93,-5739.51,153630.18,894040.14899999998,4162147.9160000002,4804.4560000000001]
[null,null,"BASE",2,"ACIS07",17384.48,-4107.72,210518.48,212479.27,4074115.7420000001,10746.516]
[null,null,"BASE",2,"ACIS08",17091.59,-3039.06,145731.35,96862.129000000001,4042011.4759999998,11142.661]
[null,null,"BASE",2,"ACIS09",-16670.939999999999,-5170.83,294901.55,829350.98899999994,-4126831.64,4823.3459999999995]
[null,null,"BASE",2,"ACIS10",-16963.82,-4102.16,230114.41,713733.848,-4158935.91,5219.491]
[null,null,"BASE",2,"ACIS11",-17373.27,-2470.37,287002.71999999997,32172.97,-4246968.08,11161.550999999999]
[null,null,"BASE",2,"ACIS12",-14283.97,-4213.38,224160.04,723197.51199999999,-3517116.59,3768.1120000000001]
[null,null,"BASE",2,"ACIS13",19060.46,-6653.7,215509.95,955533.16799999995,4430759.2539999997,-14528.376]
[null,null,"BASE",2,"ACIS14",18767.580000000002,-5585.03,150722.81,839916.027,4398654.9879999999,-14132.231]
[null,null,"BASE",2,"ACIS15",18358.13,-3953.24,207611.12,158355.14799999999,4310622.8140000002,-8190.1719999999996]
[null,null,"BASE",2,"ACIS16",18065.240000000002,-2884.58,142823.98000000001,42738.006999999998,4278518.5489999996,-7794.0259999999998]
[null,null,"BASE",2,"ACIS17",-14723.64,-4861.87,289086.82,721102.74600000004,-3653817.5,-33050.03]
[null,null,"BASE",2,"ACIS18",-15016.52,-3793.21,224299.68,605485.60499999998,-3685921.77,-32653.884999999998]
[null,null,"BASE",2,"ACIS19",-15425.97,-2161.42,281187.98,-76075.274000000005,-3773953.94,-26711.825000000001]
[null,null,"BASE",2,"ACIS20",-15016.52,-3793.21,224299.68,605485.60499999998,-3685921.77,-32653.884999999998]
[null,null,"BASE",2,"ACIS21",17113.16,-6962.65,221324.69,1063781.412,3957745.1090000002,23344.999]
[null,null,"BASE",2,"ACIS22",16820.28,-5893.99,156537.54999999999,948164.27099999995,3925640.8429999999,23741.144]
[null,null,"BASE",2,"ACIS23",16410.82,-4262.2,213425.85,266603.39199999999,3837608.6690000002,29683.204000000002]
[null,null,"BASE",2,"ACIS24",16117.94,-3193.53,148638.71,150986.25099999999,3805504.4040000001,30079.348999999998]
[null,null,"BASE",2,"ACIS25",-3053.46,-8794.02,275457.59000000003,1787318.5379999999,-920563.52899999998,-15025.335999999999]
[null,null,"BASE",2,"ACIS26",-3346.35,-7725.35,210670.45,1671701.3970000001,-952667.79500000004,-14629.191000000001]
[null,null,"BASE",2,"ACIS27",7081.77,-9331.56,253384.53,1857647.665,1504809.497,-9468.84]
[null,null,"BASE",2,"ACIS28",-3346.35,-7725.35,210670.45,1671701.3970000001,-952667.79500000004,-14629.191000000001]
[null,null,"BASE",2,"ACIS29",-5394.58,207.49,249128.14,-869941.527,-1321018.327,6102.0140000000001]
[null,null,"BASE",2,"ACIS30",-5687.46,1276.1600000000001,184341,-985558.66799999995,-1353122.5930000001,6498.1589999999997]
[null,null,"BASE",2,"ACIS31",4740.6499999999996,-330.05,227055.08,-799612.40099999995,1104354.699,11658.51]
[null,null,"BASE",2,"ACIS32",4447.7700000000004,738.61,162267.94,-915229.54200000002,1072250.433,12054.655000000001]
[null,null,"BASE",2,"ACIS34",-1921.5,-8614.44,272068.89,1724390.5149999999,-645582.527,-37043.716999999997]
[null,null,"BASE",2,"ACIS35",8213.73,-9151.99,249995.83,1794719.642,1779790.4990000001,-31487.221000000001]
[null,null,"BASE",2,"ACIS36",7920.84,-8083.32,185208.69,1679102.5009999999,1747686.233,-31091.076000000001]
[null,null,"BASE",2,"ACIS37",-6526.54,27.92,252516.84,-807013.50399999996,-1595999.3289999999,28120.395]
[null,null,"BASE",2,"ACIS38",-6819.42,1096.58,187729.7,-922630.64500000002,-1628103.595,28516.54]
[null,null,"BASE",2,"ACIS39",3608.69,-509.63,230443.78,-736684.37699999998,829373.69700000004,33676.891000000003]
[null,null,"BASE",2,"ACIS40",3315.81,559.03,165656.64000000001,-852301.51800000004,797269.43099999998,34073.036]
[null,null,"BASE",2,"ACIS41",-4185.42,-8973.59,278846.28999999998,1850246.5619999999,-1195544.531,6993.0450000000001]
[null,null,"BASE",2,"ACIS42",-4478.3100000000004,-7904.93,214059.15,1734629.4210000001,-1227648.797,7389.19]
[null,null,"BASE",2,"ACIS43",5949.81,-9511.14,256773.23,1920575.6880000001,1229828.4950000001,12549.540999999999]
[null,null,"BASE",2,"ACIS44",5656.92,-8442.48,191986.09,1804958.547,1197724.2290000001,12945.686]
[null,null,"BASE",2,"ACIS45",-4262.62,387.07,245739.44,-932869.55099999998,-1046037.325,-15916.367]
[null,null,"BASE",2,"ACIS46",-4555.5,1455.73,180952.3,-1048486.692,-1078141.591,-15520.222]
[null,null,"BASE",2,"ACIS47",5872.61,-150.47999999999999,223666.38,-862540.424,1379335.7009999999,-10359.870999999999]
[null,null,"BASE",2,"ACIS48",5579.73,918.19,158879.24,-978157.56499999994,1347231.4350000001,-9963.7260000000006]
[null,null,"BASE",2,"ACIS49",-15767.84,-3278.97,211995.23,586846.473,-3897852.9,-13485.023999999999]
[null,null,"BASE",2,"ACIS50",-16060.73,-2210.31,147208.09,471229.33199999999,-3929957.16,-13088.879000000001]
[null,null,"BASE",2,"ACIS51",-16470.18,-578.52,204096.39,-210331.54699999999,-4017989.34,-7146.8190000000004]
[null,null,"BASE",2,"ACIS52",-16763.060000000001,490.15,139309.25,-325948.68800000002,-4050093.6,-6750.674]
[null,null,"BASE",2,"ACIS54",18016.259999999998,-5070.79,138418.35999999999,821276.89500000002,4186723.8560000001,5036.63]
[null,null,"BASE",2,"ACIS55",17313.919999999998,-2370.34,130519.53,24098.875,4066587.4169999999,11374.834999999999]
[null,null,"BASE",2,"ACIS56",17021.04,-1301.68,65732.39,-91518.266000000003,4034483.1519999998,11770.98]
[null,null,"BASE",2,"ACIS57",-16741.490000000002,-3433.45,214902.6,640970.59499999997,-4134359.97,5451.6639999999998]
[null,null,"BASE",2,"ACIS58",-17034.38,-2364.7800000000002,150115.46,525353.45400000003,-4166464.24,5847.8090000000002]
[null,null,"BASE",2,"ACIS59",-17443.830000000002,-732.99,207003.76,-156207.42499999999,-4254496.41,11789.869000000001]
[null,null,"BASE",2,"ACIS60",-17736.71,335.67,142216.62,-271824.56599999999,-4286600.67,12186.013999999999]
[null,null,"BASE",2,"ACIS61",18989.91,-4916.32,135511,767152.77300000004,4423230.9289999995,-13900.058000000001]
[null,null,"BASE",2,"ACIS62",18697.02,-3847.65,70723.86,651535.63199999998,4391126.6629999997,-13503.913]
[null,null,"BASE",2,"ACIS64",18287.57,-2215.86,127612.16,-30025.245999999999,4303094.49,-7561.8530000000001]
[null,null,"BASE",2,"ACIS65",-14794.19,-3124.49,209087.86,532722.35100000002,-3661345.82,-32421.710999999999]
[null,null,"BASE",2,"ACIS67",-15087.08,-2055.83,144300.72,417105.21,-3693450.09,-32025.565999999999]
[null,null,"BASE",2,"ACIS68",-15789.41,644.62,136401.89000000001,-380072.81,-3813586.53,-25687.361000000001]
[null,null,"BASE",2,"ACIS69",17042.61,-5225.2700000000004,141325.73000000001,875401.01699999999,3950216.784,23973.316999999999]
[null,null,"BASE",2,"ACIS70",16749.72,-4156.6099999999997,76538.59,759783.87600000005,3918112.5189999999,24369.462]
[null,null,"BASE",2,"ACIS71",16340.27,-2524.8200000000002,133426.9,78222.997000000003,3830080.3450000002,30311.522000000001]
[null,null,"BASE",2,"ACIS72",16047.39,-1456.15,68639.759999999995,-37394.144,3797976.0789999999,30707.667000000001]
[null,null,"BASE",2,"ACIS73",-3124.02,-7056.64,195458.63,1598938.1440000001,-928091.85400000005,-14397.017]
[null,null,"BASE",2,"ACIS74",-3416.9,-5987.97,130671.49,1483321.003,-960196.12,-14000.871999999999]
[null,null,"BASE",2,"ACIS75",7011.21,-7594.18,173385.57,1669267.27,1497281.172,-8840.5210000000006]
[null,null,"BASE",2,"ACIS76",6718.33,-6525.52,108598.43,1553650.129,1465176.906,-8444.3760000000002]
[null,null,"BASE",2,"ACIS78",-5465.13,1944.87,169129.18,-1058321.922,-1328546.652,6730.3320000000003]
[null,null,"BASE",2,"ACIS79",4670.1000000000004,1407.33,147056.12,-987992.79500000004,1096826.3740000001,12286.828]
[null,null,"BASE",2,"ACIS80",4377.21,2475.9899999999998,82268.98,-1103609.936,1064722.1089999999,12682.973]
[null,null,"BASE",2,"ACIS81",-1992.06,-6877.06,192069.93,1536010.12,-653110.85199999996,-36415.398000000001]
[null,null,"BASE",2,"ACIS82",-2284.94,-5808.4,127282.79,1420392.9790000001,-685215.11800000002,-36019.252999999997]
[null,null,"BASE",2,"ACIS83",8143.17,-7414.61,169996.87,1606339.247,1772262.1740000001,-30858.901999999998]
[null,null,"BASE",2,"ACIS84",7850.29,-6345.94,105209.74,1490722.1059999999,1740157.909,-30462.757000000001]
[null,null,"BASE",2,"ACIS85",-6597.09,1765.3,172517.88,-995393.89899999998,-1603527.6540000001,28748.713]
[null,null,"BASE",2,"ACIS86",-6889.98,2833.96,107730.74,-1111011.04,-1635631.92,29144.858]
[null,null,"BASE",2,"ACIS87",3538.14,1227.75,150444.82,-925064.772,821845.37199999997,34305.209000000003]
[null,null,"BASE",2,"ACIS88",3245.25,2296.41,85657.68,-1040681.9129999999,789741.10600000003,34701.353999999999]
[null,null,"BASE",2,"ACIS89",-4255.9799999999996,-7236.21,198847.33,1661866.1669999999,-1203072.8559999999,7621.3630000000003]
[null,null,"BASE",2,"ACIS90",-4548.8599999999997,-6167.55,134060.19,1546249.0260000001,-1235177.122,8017.5079999999998]
[null,null,"BASE",2,"ACIS91",5879.25,-7773.76,176774.27,1732195.294,1222300.17,13177.859]
[null,null,"BASE",2,"ACIS92",5586.37,-6705.1,111987.13,1616578.1529999999,1190195.9040000001,13574.004000000001]
[null,null,"BASE",2,"ACIS93",-4333.17,2124.4499999999998,165740.48000000001,-1121249.9450000001,-1053565.6499999999,-15288.049000000001]
[null,null,"BASE",2,"ACIS94",-4626.0600000000004,3193.12,100953.34,-1236867.0859999999,-1085669.915,-14891.903]
[null,null,"BASE",2,"ACIS95",5802.06,1586.9,143667.42000000001,-1050920.8189999999,1371807.3759999999,-9731.5529999999999]
[null,null,"BASE",2,"ACIS96",5509.17,2655.57,78880.28,-1166537.96,1339703.111,-9335.4069999999992]
[null,null,"BASE",3,"ACIB01",-845.59,-3601.51,215231.66,394668.92200000002,-89759.702999999994,-1333.145]
[null,null,"BASE",3,"ACIB02",-486.61,-4662.6499999999996,238183.19,511631.71899999998,-51844.85,-1690.9269999999999]
[null,null,"BASE",3,"ACIS01",-17627.36,-6872.91,218984.94,1033643.868,-4097980.67,-14113.342000000001]
[null,null,"BASE",3,"ACIS02",-17374.46,-5793.27,154411.38,915288.85400000005,-4071308.99,-13717.197]
[null,null,"BASE",3,"ACIS03",-17546.900000000001,-4074.79,208050.2,201206.46299999999,-4133813.44,-7775.1369999999997]
[null,null,"BASE",3,"ACIS04",-17293.990000000002,-2995.15,143476.64000000001,82851.448999999993,-4107141.76,-7378.9920000000002]
[null,null,"BASE",3,"ACIS05",16142.14,-5148.43,292615.55,810403.93500000006,3984633.0350000001,4408.3109999999997]
[null,null,"BASE",3,"ACIS06",16395.04,-4068.78,228042,692048.92200000002,4011304.7119999998,4804.4560000000001]
[null,null,"BASE",3,"ACIS07",16222.61,-2350.31,281680.82,-22033.47,3948800.2629999998,10746.516]
[null,null,"BASE",3,"ACIS08",16475.509999999998,-1270.6600000000001,217107.26,-140388.48300000001,3975471.94,11142.661]
[null,null,"BASE",3,"ACIS09",-18601.62,-6724.17,216077.92,980945.71499999997,-4334541.8499999996,4823.3459999999995]
[null,null,"BASE",3,"ACIS10",-18348.72,-5644.52,151504.37,862590.701,-4307870.18,5219.491]
[null,null,"BASE",3,"ACIS11",-18521.16,-3926.05,205143.18,148508.31,-4370374.62,11161.550999999999]
[null,null,"BASE",3,"ACIS12",-15669.87,-5537.5,157462.71,853752.429,-3666189.97,3768.1120000000001]
[null,null,"BASE",3,"ACIS13",17116.400000000001,-5297.17,295522.57,863102.08799999999,4221194.2189999996,-14528.376]
[null,null,"BASE",3,"ACIS14",17369.3,-4217.5200000000004,230949.02,744747.07499999995,4247865.8959999997,-14132.231]
[null,null,"BASE",3,"ACIS15",17196.87,-2499.0500000000002,284587.83,30664.683000000001,4185361.446,-8190.1719999999996]
[null,null,"BASE",3,"ACIS16",17449.77,-1419.4,220014.28,-87690.33,4212033.1239999998,-7794.0259999999998]
[null,null,"BASE",3,"ACIS17",-16653.099999999999,-7021.66,221891.95,1086342.02,-3861419.49,-33050.03]
[null,null,"BASE",3,"ACIS18",-16400.2,-5942.01,157318.39999999999,967987.00699999998,-3834747.81,-32653.884999999998]
[null,null,"BASE",3,"ACIS19",-16572.64,-4223.54,210957.21,253904.61499999999,-3897252.26,-26711.825000000001]
[null,null,"BASE",3,"ACIS20",-16400.2,-5942.01,157318.39999999999,967987.00699999998,-3834747.81,-32653.884999999998]
[null,null,"BASE",3,"ACIS21",15167.88,-4999.68,289708.53999999998,757705.78300000005,3748071.852,23344.999]
[null,null,"BASE",3,"ACIS22",15420.78,-3920.03,225134.98,639350.76899999997,3774743.5290000001,23741.144]
[null,null,"BASE",3,"ACIS23",15248.35,-2201.56,278773.8,-74731.622000000003,3712239.08,29683.204000000002]
[null,null,"BASE",3,"ACIS24",15501.25,-1121.92,214200.24,-193086.636,3738910.7570000002,30079.348999999998]
[null,null,"BASE",3,"ACIS25",-5901.92,-9533.82,257512.85,1926686.8640000001,-1227260.9709999999,-15025.335999999999]
[null,null,"BASE",3,"ACIS26",-5649.01,-8454.17,192939.29,1808331.85,-1200589.294,-14629.191000000001]
[null,null,"BASE",3,"ACIS27",4228.9399999999996,-9016.4699999999993,279602.03000000003,1859714.8840000001,1197523.1399999999,-9468.84]
[null,null,"BASE",3,"ACIS28",-5649.01,-8454.17,192939.29,1808331.85,-1200589.294,-14629.191000000001]
[null,null,"BASE",3,"ACIS29",-5633.69,-206.75,221063.72,-848104.48600000003,-1346703.5460000001,6102.0140000000001]
[null,null,"BASE",3,"ACIS30",-5380.79,872.9,156490.16,-966459.49899999995,-1320031.8689999999,6498.1589999999997]
[null,null,"BASE",3,"ACIS31",4497.16,310.60000000000002,243152.9,-915076.46600000001,1078080.5660000001,11658.51]
[null,null,"BASE",3,"ACIS32",4750.0600000000004,1390.24,178579.35,-1033431.4790000001,1104752.243,12054.655000000001]
[null,null,"BASE",3,"ACIS34",-4769.25,-9706.7199999999993,260901.05,1987955.9069999999,-952216.745,-37043.716999999997]
[null,null,"BASE",3,"ACIS35",5361.61,-9189.3799999999992,282990.23,1920983.9269999999,1472567.3659999999,-31487.221000000001]
[null,null,"BASE",3,"ACIS36",5614.51,-8109.73,218416.68,1802628.9140000001,1499239.0430000001,-31091.076000000001]
[null,null,"BASE",3,"ACIS37",-6766.36,-33.85,217675.51999999999,-909373.52899999998,-1621747.7720000001,28120.395]
[null,null,"BASE",3,"ACIS38",-6513.46,1045.8,153101.96,-1027728.542,-1595076.095,28516.54]
[null,null,"BASE",3,"ACIS39",3364.49,483.5,239764.71,-976345.50899999996,803036.33900000004,33676.891000000003]
[null,null,"BASE",3,"ACIS40",3617.39,1563.15,175191.15,-1094700.5220000001,829708.01599999995,34073.036]
[null,null,"BASE",3,"ACIS41",-7034.59,-9360.91,254124.65,1865417.821,-1502305.1980000001,6993.0450000000001]
[null,null,"BASE",3,"ACIS42",-6781.68,-8281.26,189551.09,1747062.807,-1475633.5209999999,7389.19]
[null,null,"BASE",3,"ACIS43",3096.26,-8843.57,276213.83,1798445.841,922478.91399999999,12549.540999999999]
[null,null,"BASE",3,"ACIS44",3349.17,-7763.92,211640.28,1680090.827,949150.59100000001,12945.686]
[null,null,"BASE",3,"ACIS45",-4501.0200000000004,-379.66,224451.92,-786835.44299999997,-1071659.3189999999,-15916.367]
[null,null,"BASE",3,"ACIS46",-4248.12,699.99,159878.35999999999,-905190.45600000001,-1044987.642,-15520.222]
[null,null,"BASE",3,"ACIS47",5629.83,137.69,246541.1,-853807.42200000002,1353124.7919999999,-10359.870999999999]
[null,null,"BASE",3,"ACIS48",5882.73,1217.3399999999999,181967.55,-972162.43599999999,1379796.469,-9963.7260000000006]
[null,null,"BASE",3,"ACIS49",-17595.03,-5116.3900000000003,139302.04999999999,840731.91099999996,-4094428.97,-13485.023999999999]
[null,null,"BASE",3,"ACIS50",-17342.13,-4036.74,74728.5,722376.89800000004,-4067757.29,-13088.879000000001]
[null,null,"BASE",3,"ACIS51",-17514.560000000001,-2318.27,128367.31,8294.5059999999994,-4130261.74,-7146.8190000000004]
[null,null,"BASE",3,"ACIS52",-17261.66,-1238.6199999999999,63793.760000000002,-110060.507,-4103590.07,-6750.674]
[null,null,"BASE",3,"ACIS54",16174.47,-3391.9,212932.67,617491.97900000005,3988184.733,5036.63]
[null,null,"BASE",3,"ACIS55",16254.94,-593.78,201997.93,-214945.42600000001,3952351.9610000001,11374.834999999999]
[null,null,"BASE",3,"ACIS56",16507.84,485.87,137424.38,-333300.44,3979023.6379999998,11770.98]
[null,null,"BASE",3,"ACIS57",-18569.29,-4967.6400000000003,136395.03,788033.75800000003,-4330990.1500000004,5451.6639999999998]
[null,null,"BASE",3,"ACIS58",-18316.39,-3887.99,71821.48,669678.745,-4304318.4800000004,5847.8090000000002]
[null,null,"BASE",3,"ACIS59",-18488.82,-2169.52,125460.3,-44403.646999999997,-4366822.93,11789.869000000001]
[null,null,"BASE",3,"ACIS60",-18235.919999999998,-1089.8699999999999,60886.74,-162758.66,-4340151.25,12186.013999999999]
[null,null,"BASE",3,"ACIS61",17148.73,-3540.64,215839.69,670190.13100000005,4224745.9170000004,-13900.058000000001]
[null,null,"BASE",3,"ACIS62",17401.64,-2460.9899999999998,151266.13,551835.11800000002,4251417.5939999996,-13503.913]
[null,null,"BASE",3,"ACIS64",17229.2,-742.52,204904.95,-162247.27299999999,4188913.1439999999,-7561.8530000000001]
[null,null,"BASE",3,"ACIS65",-16620.77,-5265.13,142209.07,893430.06400000001,-3857867.79,-32421.710999999999]
[null,null,"BASE",3,"ACIS67",-16367.87,-4185.4799999999996,77635.509999999995,775075.05,-3831196.11,-32025.565999999999]
[null,null,"BASE",3,"ACIS68",-16287.4,-1387.36,66700.77,-57362.355000000003,-3867028.88,-25687.361000000001]
[null,null,"BASE",3,"ACIS69",15200.21,-3243.15,210025.65,564793.826,3751623.55,23973.316999999999]
[null,null,"BASE",3,"ACIS70",15453.12,-2163.5100000000002,145452.1,446438.81300000002,3778295.227,24369.462]
[null,null,"BASE",3,"ACIS71",15280.68,-445.03,199090.91,-267643.57900000003,3715790.7779999999,30311.522000000001]
[null,null,"BASE",3,"ACIS72",15533.59,634.61,134517.35999999999,-385998.592,3742462.4550000001,30707.667000000001]
[null,null,"BASE",3,"ACIS73",-5869.58,-7777.29,177829.96,1733774.9069999999,-1223709.273,-14397.017]
[null,null,"BASE",3,"ACIS74",-5616.68,-6697.64,113256.41,1615419.8940000001,-1197037.5959999999,-14000.871999999999]
[null,null,"BASE",3,"ACIS75",4261.2700000000004,-7259.94,199919.15,1666802.9269999999,1201074.838,-8840.5210000000006]
[null,null,"BASE",3,"ACIS76",4514.17,-6180.29,135345.59,1548447.9140000001,1227746.5149999999,-8444.3760000000002]
[null,null,"BASE",3,"ACIS78",-5601.36,1549.78,141380.82999999999,-1041016.442,-1343151.848,6730.3320000000003]
[null,null,"BASE",3,"ACIS79",4529.49,2067.12,163470.01999999999,-1107988.422,1081632.263,12286.828]
[null,null,"BASE",3,"ACIS80",4782.3999999999996,3146.77,98896.46,-1226343.436,1108303.9410000001,12682.973]
[null,null,"BASE",3,"ACIS81",-4736.91,-7950.19,181218.16,1795043.95,-948665.04700000002,-36415.398000000001]
[null,null,"BASE",3,"ACIS82",-4484.01,-6870.54,116644.61,1676688.9369999999,-921993.37,-36019.252999999997]
[null,null,"BASE",3,"ACIS83",5393.94,-7432.85,203307.35,1728071.97,1476119.064,-30858.901999999998]
[null,null,"BASE",3,"ACIS84",5646.84,-6353.2,138733.79,1609716.9569999999,1502790.7409999999,-30462.757000000001]
[null,null,"BASE",3,"ACIS85",-6734.03,1722.68,137992.63,-1102285.486,-1618196.074,28748.713]
[null,null,"BASE",3,"ACIS86",-6481.13,2802.33,73419.08,-1220640.4990000001,-1591524.3970000001,29144.858]
[null,null,"BASE",3,"ACIS87",3396.82,2240.0300000000002,160081.82,-1169257.4650000001,806588.03700000001,34305.209000000003]
[null,null,"BASE",3,"ACIS88",3649.73,3319.68,95508.26,-1287612.4790000001,833259.71400000004,34701.353999999999]
[null,null,"BASE",3,"ACIS89",-7002.25,-7604.38,174441.76,1672505.8640000001,-1498753.5,7621.3630000000003]
[null,null,"BASE",3,"ACIS90",-6749.35,-6524.73,109868.21,1554150.85,-1472081.8230000001,8017.5079999999998]
[null,null,"BASE",3,"ACIS91",3128.6,-7087.04,196530.95,1605533.8840000001,926030.61100000003,13177.859]
[null,null,"BASE",3,"ACIS92",3381.5,-6007.39,131957.39000000001,1487178.871,952702.28899999999,13574.004000000001]
[null,null,"BASE",3,"ACIS93",-4468.6899999999996,1376.87,144769.03,-979747.39899999998,-1068107.621,-15288.049000000001]
[null,null,"BASE",3,"ACIS94",-4215.78,2456.52,80195.48,-1098102.4129999999,-1041435.944,-14891.903]
[null,null,"BASE",3,"ACIS95",5662.16,1894.22,166858.22,-1046719.379,1356676.49,-9731.5529999999999]
[null,null,"BASE",3,"ACIS96",5915.07,2973.87,102284.66,-1165074.3929999999,1383348.1669999999,-9335.4069999999992]
[null,null,"BASE",4,"ACIB01",-1677.31,-1730.25,136033.39000000001,190410.27499999999,-182317.014,-1333.145]
[null,null,"BASE",4,"ACIB02",-2100.5500000000002,-1576.96,147565.57,176361.66800000001,-228925.40100000001,-1690.9269999999999]
[null,null,"BASE",4,"ACIS01",-11816.61,-4083.94,229806.55,982204.52,-2529510.9380000001,-14113.342000000001]
[null,null,"BASE",4,"ACIS02",-11313.74,-3564.78,189015.19,925013.03599999996,-2474948.2519999999,-13717.197]
[null,null,"BASE",4,"ACIS03",-12027.02,690.93,215039.13,-471412.83299999998,-2577555.1349999998,-7775.1369999999997]
[null,null,"BASE",4,"ACIS04",-11524.14,1210.0899999999999,174247.77,-528604.31700000004,-2522992.4500000002,-7378.9920000000002]
[null,null,"BASE",4,"ACIS05",7820.19,-4293.6000000000004,97659.23,871463.00800000003,2119631.9040000001,4408.3109999999997]
[null,null,"BASE",4,"ACIS06",8323.06,-3774.44,56867.87,814271.52399999998,2174194.5890000002,4804.4560000000001]
[null,null,"BASE",4,"ACIS07",7609.79,481.27,82891.81,-582154.34600000002,2071587.7069999999,10746.516]
[null,null,"BASE",4,"ACIS08",8112.66,1000.43,42100.46,-639345.82999999996,2126150.392,11142.661]
[null,null,"BASE",4,"ACIS09",-12404.02,-3340.49,231627.33,763459.94499999995,-2667820.7570000002,4823.3459999999995]
[null,null,"BASE",4,"ACIS10",-11901.14,-2821.33,190835.98,706268.46100000001,-2613258.0720000002,5219.491]
[null,null,"BASE",4,"ACIS11",-12614.42,1434.38,216859.92,-690157.40800000005,-2715864.9550000001,11161.550999999999]
[null,null,"BASE",4,"ACIS12",-10340.27,-2948.57,180651.81,730774.53399999999,-2243825.8859999999,3768.1120000000001]
[null,null,"BASE",4,"ACIS13",8407.59,-5037.05,95838.44,1090207.5830000001,2257941.7239999999,-14528.376]
[null,null,"BASE",4,"ACIS14",8910.4599999999991,-4517.8900000000003,55047.08,1033016.098,2312504.409,-14132.231]
[null,null,"BASE",4,"ACIS15",8197.19,-262.18,81071.02,-363409.77100000001,2209897.5269999998,-8190.1719999999996]
[null,null,"BASE",4,"ACIS16",8700.06,256.98,40279.67,-420601.255,2264460.2119999998,-7794.0259999999998]
[null,null,"BASE",4,"ACIS17",-11229.21,-4827.3900000000003,227985.76,1200949.095,-2391201.1179999998,-33050.03]
[null,null,"BASE",4,"ACIS18",-10726.34,-4308.2299999999996,187194.4,1143757.611,-2336638.4330000002,-32653.884999999998]
[null,null,"BASE",4,"ACIS19",-11439.61,-52.52,213218.34,-252668.258,-2439245.3149999999,-26711.825000000001]
[null,null,"BASE",4,"ACIS20",-10726.34,-4308.2299999999996,187194.4,1143757.611,-2336638.4330000002,-32653.884999999998]
[null,null,"BASE",4,"ACIS21",7232.79,-3550.15,99480.02,652718.43299999996,1981322.084,23344.999]
[null,null,"BASE",4,"ACIS22",7735.66,-3030.99,58688.66,595526.94900000002,2035884.7690000001,23741.144]
[null,null,"BASE",4,"ACIS23",7022.39,1224.72,84712.6,-800898.92,1933277.8870000001,29683.204000000002]
[null,null,"BASE",4,"ACIS24",7525.26,1743.88,43921.24,-858090.40500000003,1987840.5719999999,30079.348999999998]
[null,null,"BASE",4,"ACIS25",-4698.2700000000004,-9728,200783.64,2639331.9029999999,-846259.38,-15025.335999999999]
[null,null,"BASE",4,"ACIS26",-4195.3900000000003,-9208.84,159992.28,2582140.4190000002,-791696.69400000002,-14629.191000000001]
[null,null,"BASE",4,"ACIS27",1192.77,-9790.9,161139.44,2606109.449,548483.473,-9468.84]
[null,null,"BASE",4,"ACIS28",-4195.3900000000003,-9208.84,159992.28,2582140.4190000002,-791696.69400000002,-14629.191000000001]
[null,null,"BASE",4,"ACIS29",-5399.6,6188.23,151558.91,-2206059.2749999999,-1006406.704,6102.0140000000001]
[null,null,"BASE",4,"ACIS30",-4896.7299999999996,6707.4,110767.56,-2263250.7590000001,-951844.01899999997,6498.1589999999997]
[null,null,"BASE",4,"ACIS31",491.44,6125.34,111914.72,-2239281.7280000001,388336.14899999998,11658.51]
[null,null,"BASE",4,"ACIS32",994.31,6644.5,71123.360000000001,-2296473.213,442898.83399999997,12054.655000000001]
[null,null,"BASE",4,"ACIS34",-4015.36,-10592.31,198662.21,2893659.9550000001,-685450.87199999997,-37043.716999999997]
[null,null,"BASE",4,"ACIS35",1875.68,-10655.21,159018.01,2860437.5010000002,709291.98,-31487.221000000001]
[null,null,"BASE",4,"ACIS36",2378.5500000000002,-10136.040000000001,118226.66,2803246.017,763854.66500000004,-31091.076000000001]
[null,null,"BASE",4,"ACIS37",-6082.51,7052.54,153680.35,-2460387.3259999999,-1167215.2109999999,28120.395]
[null,null,"BASE",4,"ACIS38",-5579.63,7571.7,112888.99,-2517578.8110000002,-1112652.5260000001,28516.54]
[null,null,"BASE",4,"ACIS39",-191.47,6989.64,114036.15,-2493609.7799999998,227527.641,33676.891000000003]
[null,null,"BASE",4,"ACIS40",311.41000000000003,7508.8,73244.789999999994,-2550801.264,282090.326,34073.036]
[null,null,"BASE",4,"ACIS41",-5381.17,-8863.7000000000007,202905.07,2385003.8509999998,-1007067.887,6993.0450000000001]
[null,null,"BASE",4,"ACIS42",-4878.3,-8344.5400000000009,162113.71,2327812.3670000001,-952505.20200000005,7389.19]
[null,null,"BASE",4,"ACIS43",509.87,-8926.6,163260.88,2351781.398,387674.96600000001,12549.540999999999]
[null,null,"BASE",4,"ACIS44",1012.74,-8407.43,122469.52,2294589.9130000002,442237.65100000001,12945.686]
[null,null,"BASE",4,"ACIS45",-4716.7,5323.93,149437.48000000001,-1951731.223,-845598.196,-15916.367]
[null,null,"BASE",4,"ACIS46",-4213.83,5843.09,108646.13,-2008922.7069999999,-791035.51100000006,-15520.222]
[null,null,"BASE",4,"ACIS47",1174.3399999999999,5261.03,109793.29,-1984953.6769999999,549144.65599999996,-10359.870999999999]
[null,null,"BASE",4,"ACIS48",1677.21,5780.19,69001.929999999993,-2042145.1610000001,603707.34100000001,-9963.7260000000006]
[null,null,"BASE",4,"ACIS49",-11042.91,-3654.49,181303.08,933181.78099999996,-2445034.46,-13485.023999999999]
[null,null,"BASE",4,"ACIS50",-10540.03,-3135.33,140511.73000000001,875990.29599999997,-2390471.7740000002,-13088.879000000001]
[null,null,"BASE",4,"ACIS51",-11253.31,1120.3800000000001,166535.67000000001,-520435.57299999997,-2493078.6570000001,-7146.8190000000004]
[null,null,"BASE",4,"ACIS52",-10750.43,1639.54,125744.31,-577627.05700000003,-2438515.9720000001,-6750.674]
[null,null,"BASE",4,"ACIS54",8593.9,-3864.15,49155.77,822440.26800000004,2204108.3820000002,5036.63]
[null,null,"BASE",4,"ACIS55",8383.49,910.72,34388.35,-631177.08499999996,2156064.1850000001,11374.834999999999]
[null,null,"BASE",4,"ACIS56",8886.3700000000008,1429.88,-6403.01,-688368.56900000002,2210626.87,11770.98]
[null,null,"BASE",4,"ACIS57",-11630.31,-2911.04,183123.87,714437.20600000001,-2583344.2790000001,5451.6639999999998]
[null,null,"BASE",4,"ACIS58",-11127.44,-2391.88,142332.51999999999,657245.72199999995,-2528781.594,5847.8090000000002]
[null,null,"BASE",4,"ACIS59",-11840.71,1863.83,168356.45,-739180.14800000004,-2631388.477,11789.869000000001]
[null,null,"BASE",4,"ACIS60",-11337.84,2382.9899999999998,127565.1,-796371.63199999998,-2576825.7919999999,12186.013999999999]
[null,null,"BASE",4,"ACIS61",9181.2999999999993,-4607.6000000000004,47334.98,1041184.843,2342418.202,-13900.058000000001]
[null,null,"BASE",4,"ACIS62",9684.17,-4088.44,6543.62,983993.35900000005,2396980.8870000001,-13503.913]
[null,null,"BASE",4,"ACIS64",8970.9,167.27,32567.56,-412432.51,2294374.0049999999,-7561.8530000000001]
[null,null,"BASE",4,"ACIS65",-10455.51,-4397.9399999999996,179482.29,1151926.355,-2306724.64,-32421.710999999999]
[null,null,"BASE",4,"ACIS67",-9952.6299999999992,-3878.78,138690.94,1094734.871,-2252161.9550000001,-32025.565999999999]
[null,null,"BASE",4,"ACIS68",-10163.030000000001,896.09,123923.52,-358882.48200000002,-2300206.1519999998,-25687.361000000001]
[null,null,"BASE",4,"ACIS69",8006.49,-3120.7,50976.56,603695.69299999997,2065798.5619999999,23973.316999999999]
[null,null,"BASE",4,"ACIS70",8509.3700000000008,-2601.54,10185.200000000001,546504.20900000003,2120361.247,24369.462]
[null,null,"BASE",4,"ACIS71",7796.09,1654.17,36209.14,-849921.66,2017754.365,30311.522000000001]
[null,null,"BASE",4,"ACIS72",8298.9699999999993,2173.33,-4582.22,-907113.14399999997,2072317.05,30707.667000000001]
[null,null,"BASE",4,"ACIS73",-3924.56,-9298.56,152280.18,2590309.1630000002,-761782.902,-14397.017]
[null,null,"BASE",4,"ACIS74",-3421.69,-8779.39,111488.82,2533117.679,-707220.21600000001,-14000.871999999999]
[null,null,"BASE",4,"ACIS75",1966.48,-9361.4500000000007,112635.98,2557086.71,632959.951,-8840.5210000000006]
[null,null,"BASE",4,"ACIS76",2469.36,-8842.2900000000009,71844.62,2499895.2259999998,687522.63600000006,-8444.3760000000002]
[null,null,"BASE",4,"ACIS78",-4625.8900000000003,6617.68,103055.45,-2255082.014,-921930.22600000002,6730.3320000000003]
[null,null,"BASE",4,"ACIS79",1265.1500000000001,6554.78,63411.26,-2288304.4679999999,472812.62699999998,12286.828]
[null,null,"BASE",4,"ACIS80",1768.02,7073.95,22619.9,-2345495.952,527375.31200000003,12682.973]
[null,null,"BASE",4,"ACIS81",-3241.65,-10162.86,150158.74,2844637.2149999999,-600974.39399999997,-36415.398000000001]
[null,null,"BASE",4,"ACIS82",-2738.78,-9643.7000000000007,109367.39,2787445.7310000001,-546411.70900000003,-36019.252999999997]
[null,null,"BASE",4,"ACIS83",2649.39,-10225.76,110514.55,2811414.7609999999,793768.45799999998,-30858.901999999998]
[null,null,"BASE",4,"ACIS84",3152.26,-9706.6,69723.19,2754223.2769999998,848331.14300000004,-30462.757000000001]
[null,null,"BASE",4,"ACIS85",-5308.8,7481.99,105176.88,-2509410.0660000001,-1082738.733,28748.713]
[null,null,"BASE",4,"ACIS86",-4805.93,8001.15,64385.53,-2566601.5499999998,-1028176.048,29144.858]
[null,null,"BASE",4,"ACIS87",582.24,7419.09,65532.69,-2542632.52,312004.11900000001,34305.209000000003]
[null,null,"BASE",4,"ACIS88",1085.1099999999999,7938.25,24741.33,-2599824.0040000002,366566.804,34701.353999999999]
[null,null,"BASE",4,"ACIS89",-4607.46,-8434.25,154401.60999999999,2335981.1120000002,-922591.40899999999,7621.3630000000003]
[null,null,"BASE",4,"ACIS90",-4104.59,-7915.09,113610.25,2278789.628,-868028.72400000005,8017.5079999999998]
[null,null,"BASE",4,"ACIS91",1283.58,-8497.15,114757.41,2302758.6579999998,472151.44400000002,13177.859]
[null,null,"BASE",4,"ACIS92",1786.45,-7977.99,73966.06,2245567.1740000001,526714.12899999996,13574.004000000001]
[null,null,"BASE",4,"ACIS93",-3942.99,5753.38,100934.02,-2000753.963,-761121.71799999999,-15288.049000000001]
[null,null,"BASE",4,"ACIS94",-3440.12,6272.54,60142.66,-2057945.4469999999,-706559.03300000005,-14891.903]
[null,null,"BASE",4,"ACIS95",1948.05,5690.48,61289.82,-2033976.416,633621.13399999996,-9731.5529999999999]
[null,null,"BASE",4,"ACIS96",2450.92,6209.64,20498.47,-2091167.9,688183.81900000002,-9335.4069999999992]
[null,null,"BASE",5,"ACIB01",3699.95,546.04999999999995,218420.83,-81904.883000000002,401033.76299999998,-1730.4849999999999]
[null,null,"BASE",5,"ACIB02",4829.0200000000004,97.14,259097.25,-38746.021999999997,522850.31199999998,-2194.9029999999998]
[null,null,"BASE",5,"ACIS01",-3794.71,-4006.47,249300.61,959227.52,-1932077.219,-18319.78]
[null,null,"BASE",5,"ACIS02",-4904.5600000000004,-4169.8900000000003,183755.68,983574.76899999997,-2052502.129,-17805.564999999999]
[null,null,"BASE",5,"ACIS03",-3807.84,4905.4799999999996,211139.32,-1334894.112,-1937910.0930000001,-10092.493]
[null,null,"BASE",5,"ACIS04",-4917.68,4742.05,145594.38,-1310546.8629999999,-2058335.004,-9578.2780000000002]
[null,null,"BASE",5,"ACIS05",13332.5,-4269.59,318690.56,1209461.196,2969705.3119999999,5722.1949999999997]
[null,null,"BASE",5,"ACIS06",12222.65,-4433.0200000000004,253145.63,1233808.446,2849280.4019999998,6236.41]
[null,null,"BASE",5,"ACIS07",13319.37,4642.3500000000004,280529.27,-1084660.436,2963872.4380000001,13949.482]
[null,null,"BASE",5,"ACIS08",12209.52,4478.92,214984.34,-1060313.1869999999,2843447.5269999998,14463.697]
[null,null,"BASE",5,"ACIS09",-3889,-5539.95,254627.21,1345195.7620000001,-1954674.632,6260.9290000000001]
[null,null,"BASE",5,"ACIS10",-4998.8500000000004,-5703.38,189082.28,1369543.0120000001,-2075099.5419999999,6775.1440000000002]
[null,null,"BASE",5,"ACIS11",-3902.13,3371.99,216465.92000000001,-948925.87,-1960507.5060000001,14488.216]
[null,null,"BASE",5,"ACIS12",-3700.16,-5493.09,193487.53,1330415.301,-1704076.24,4891.1850000000004]
[null,null,"BASE",5,"ACIS13",13426.79,-2736.1,313363.96000000002,823492.95400000003,2992302.7250000001,-18858.513999999999]
[null,null,"BASE",5,"ACIS14",12316.94,-2899.53,247819.03,847840.20299999998,2871877.8149999999,-18344.298999999999]
[null,null,"BASE",5,"ACIS15",13413.66,6175.84,275202.67,-1470628.6780000001,2986469.8509999998,-10631.227000000001]
[null,null,"BASE",5,"ACIS16",12303.82,6012.41,209657.74,-1446281.429,2866044.94,-10117.012000000001]
[null,null,"BASE",5,"ACIS17",-3700.42,-2472.98,243974.01,573259.27800000005,-1909479.8060000001,-42900.487999999998]
[null,null,"BASE",5,"ACIS18",-4810.2700000000004,-2636.41,178429.07,597606.527,-2029904.716,-42386.273999999998]
[null,null,"BASE",5,"ACIS19",-3713.55,6438.97,205812.71,-1720862.355,-1915312.68,-34673.201000000001]
[null,null,"BASE",5,"ACIS20",-4810.2700000000004,-2636.41,178429.07,597606.527,-2029904.716,-42386.273999999998]
[null,null,"BASE",5,"ACIS21",13238.21,-5803.08,324017.17,1595429.4380000001,2947107.9,30302.902999999998]
[null,null,"BASE",5,"ACIS22",12128.36,-5966.51,258472.23,1619776.6880000001,2826682.9890000001,30817.117999999999]
[null,null,"BASE",5,"ACIS23",13225.08,3108.86,285855.87,-698692.19400000002,2941275.0249999999,38530.19]
[null,null,"BASE",5,"ACIS24",12115.23,2945.43,220310.94,-674344.94400000002,2820850.1140000001,39044.404999999999]
[null,null,"BASE",5,"ACIS25",2215.13,-14495.83,318108.59999999998,3723284.5440000002,-209648.31200000001,-19503.59]
[null,null,"BASE",5,"ACIS26",1105.28,-14659.26,252563.67,3747631.7940000002,-330073.223,-18989.376]
[null,null,"BASE",5,"ACIS27",7353.29,-14574.77,338925.59,3798354.6469999999,1260886.4469999999,-12290.998]
[null,null,"BASE",5,"ACIS28",1105.28,-14659.26,252563.67,3747631.7940000002,-330073.223,-18989.376]
[null,null,"BASE",5,"ACIS29",2171.37,15210.65,190904.29,-3923787.56,-229091.228,7920.7]
[null,null,"BASE",5,"ACIS30",1061.52,15047.22,125359.36,-3899440.31,-349516.13900000002,8434.9150000000009]
[null,null,"BASE",5,"ACIS31",7309.53,15131.71,211721.28,-3848717.46,1241443.531,15133.293]
[null,null,"BASE",5,"ACIS32",6199.69,14968.28,146176.34,-3824370.21,1121018.621,15647.507]
[null,null,"BASE",5,"ACIS34",2324.7600000000002,-12713.02,311903.11,3274529.855,-183373.2,-48084.481]
[null,null,"BASE",5,"ACIS35",7462.93,-12791.96,332720.09000000003,3349599.9580000001,1287161.56,-40871.889000000003]
[null,null,"BASE",5,"ACIS36",6353.08,-12955.39,267175.15999999997,3373947.2080000001,1166736.649,-40357.673999999999]
[null,null,"BASE",5,"ACIS37",2061.73,13427.84,197109.79,-3475032.87,-255366.34,36501.591]
[null,null,"BASE",5,"ACIS38",951.89,13264.41,131564.85,-3450685.62,-375791.25099999999,37015.805999999997]
[null,null,"BASE",5,"ACIS39",7199.9,13348.9,217926.77,-3399962.77,1215168.419,43714.182999999997]
[null,null,"BASE",5,"ACIS40",6090.05,13185.47,152381.84,-3375615.52,1094743.5079999999,44228.398000000001]
[null,null,"BASE",5,"ACIS41",2105.4899999999998,-16278.64,324314.09999999998,4172039.233,-235923.42499999999,9077.2999999999993]
[null,null,"BASE",5,"ACIS42",995.64,-16442.07,258769.16,4196386.4819999998,-356348.33600000001,9591.5149999999994]
[null,null,"BASE",5,"ACIS43",7243.65,-16357.57,345131.09,4247109.3360000001,1234611.334,16289.893]
[null,null,"BASE",5,"ACIS44",6133.81,-16521,279586.15000000002,4271456.585,1114186.4240000001,16804.108]
[null,null,"BASE",5,"ACIS45",2281.0100000000002,16993.46,184698.8,-4372542.25,-202816.11499999999,-20660.190999999999]
[null,null,"BASE",5,"ACIS46",1171.1600000000001,16830.03,119153.86,-4348195,-323241.02600000001,-20145.975999999999]
[null,null,"BASE",5,"ACIS47",7419.17,16914.52,205515.78,-4297472.1500000004,1267718.6440000001,-13447.598]
[null,null,"BASE",5,"ACIS48",6309.32,16751.09,139970.85,-4273124.9000000004,1147293.733,-12933.383]
[null,null,"BASE",5,"ACIS49",-5623.58,-3891.66,157571.53,957117.21400000004,-2129954.9539999999,-17504.192999999999]
[null,null,"BASE",5,"ACIS50",-6733.42,-4055.09,92026.59,981464.46400000004,-2250379.8650000002,-16989.977999999999]
[null,null,"BASE",5,"ACIS51",-5636.7,5020.28,119410.23,-1337004.4180000001,-2135787.8289999999,-9276.9060000000009]
[null,null,"BASE",5,"ACIS52",-6746.55,4856.8500000000004,53865.3,-1312657.1680000001,-2256212.7390000001,-8762.6910000000007]
[null,null,"BASE",5,"ACIS54",11503.63,-4154.79,226961.48,1207350.8899999999,2771827.577,6537.7809999999999]
[null,null,"BASE",5,"ACIS55",11490.5,4757.16,188800.19,-1086770.7420000001,2765994.702,14765.069]
[null,null,"BASE",5,"ACIS56",10380.66,4593.7299999999996,123255.25,-1062423.4920000001,2645569.7919999999,15279.282999999999]
[null,null,"BASE",5,"ACIS57",-5717.87,-5425.15,162898.13,1343085.456,-2152552.3670000001,7076.5159999999996]
[null,null,"BASE",5,"ACIS58",-6827.72,-5588.58,97353.19,1367432.706,-2272977.2779999999,7590.73]
[null,null,"BASE",5,"ACIS59",-5731,3486.8,124736.83,-951036.17599999998,-2158385.2409999999,15303.803]
[null,null,"BASE",5,"ACIS60",-6840.84,3323.37,59191.9,-926688.92599999998,-2278810.1519999998,15818.018]
[null,null,"BASE",5,"ACIS61",11597.92,-2621.3000000000002,221634.88,821382.64800000004,2794424.99,-18042.927]
[null,null,"BASE",5,"ACIS62",10488.07,-2784.73,156089.95000000001,845729.89800000004,2674000.0789999999,-17528.712]
[null,null,"BASE",5,"ACIS64",11584.79,6290.64,183473.59,-1472738.9839999999,2788592.1150000002,-9815.64]
[null,null,"BASE",5,"ACIS65",-5529.29,-2358.17,152244.92000000001,571148.97199999995,-2107357.5410000002,-42084.902000000002]
[null,null,"BASE",5,"ACIS67",-6639.13,-2521.6,86699.99,595496.22199999995,-2227782.452,-41570.686999999998]
[null,null,"BASE",5,"ACIS68",-6652.26,6390.34,48538.7,-1698625.4110000001,-2233615.3259999999,-33343.4]
[null,null,"BASE",5,"ACIS69",11409.34,-5688.28,232288.08,1593319.132,2749230.1639999999,31118.49]
[null,null,"BASE",5,"ACIS70",10299.49,-5851.71,166743.15,1617666.382,2628805.253,31632.705000000002]
[null,null,"BASE",5,"ACIS71",11396.21,3223.67,194126.79,-700802.5,2743397.29,39345.777000000002]
[null,null,"BASE",5,"ACIS72",10286.36,3060.24,128581.85,-676455.25,2622972.3790000002,39859.991999999998]
[null,null,"BASE",5,"ACIS73",386.26,-14381.02,226379.51999999999,3721174.2379999999,-407526.04800000001,-18688.004000000001]
[null,null,"BASE",5,"ACIS74",-723.59,-14544.45,160834.57999999999,3745521.4879999999,-527950.95799999998,-18173.789000000001]
[null,null,"BASE",5,"ACIS75",5524.42,-14459.96,247196.51,3796244.341,1063008.7120000001,-11475.411]
[null,null,"BASE",5,"ACIS76",4414.57,-14623.39,181651.57,3820591.591,942583.80099999998,-10961.197]
[null,null,"BASE",5,"ACIS78",342.5,15325.46,99175.21,-3925897.87,-426968.96299999999,8736.2870000000003]
[null,null,"BASE",5,"ACIS79",5480.67,15246.52,119992.19,-3850827.77,1043565.796,15948.879000000001]
[null,null,"BASE",5,"ACIS80",4370.82,15083.09,54447.26,-3826480.52,923140.88500000001,16463.094000000001]
[null,null,"BASE",5,"ACIS81",495.9,-12598.21,220174.02,3272419.5490000001,-381250.935,-47268.894999999997]
[null,null,"BASE",5,"ACIS82",-613.95000000000005,-12761.64,154629.09,3296766.7990000001,-501675.84600000002,-46754.68]
[null,null,"BASE",5,"ACIS83",5634.06,-12677.15,240991.01,3347489.6519999998,1089283.824,-40056.302000000003]
[null,null,"BASE",5,"ACIS84",4524.21,-12840.58,175446.08,3371836.9019999998,968858.91399999999,-39542.087]
[null,null,"BASE",5,"ACIS85",232.87,13542.65,105380.7,-3477143.18,-453244.076,37317.178]
[null,null,"BASE",5,"ACIS86",-876.98,13379.22,39835.769999999997,-3452795.93,-573668.98699999996,37831.392999999996]
[null,null,"BASE",5,"ACIS87",5371.03,13463.71,126197.69,-3402073.08,1017290.684,44529.77]
[null,null,"BASE",5,"ACIS88",4261.18,13300.28,60652.76,-3377725.83,896865.77300000004,45043.985000000001]
[null,null,"BASE",5,"ACIS89",276.62,-16163.83,232585.01,4169928.9270000001,-433801.16,9892.8870000000006]
[null,null,"BASE",5,"ACIS90",-833.22,-16327.26,167040.07999999999,4194276.1770000001,-554226.071,10407.102000000001]
[null,null,"BASE",5,"ACIS91",5414.79,-16242.77,253402,4244999.03,1036733.599,17105.478999999999]
[null,null,"BASE",5,"ACIS92",4304.9399999999996,-16406.2,187857.07,4269346.28,916308.68799999997,17619.694]
[null,null,"BASE",5,"ACIS93",452.14,17108.27,92969.71,-4374652.5599999996,-400693.85100000002,-19844.603999999999]
[null,null,"BASE",5,"ACIS94",-657.71,16944.84,27424.78,-4350305.3099999996,-521118.761,-19330.388999999999]
[null,null,"BASE",5,"ACIS95",5590.3,17029.330000000002,113786.7,-4299582.45,1069840.909,-12632.012000000001]
[null,null,"BASE",5,"ACIS96",4480.45,16865.900000000001,48241.760000000002,-4275235.21,949415.99800000002,-12117.797]
[null,null,"BASE",6,"ACIB01",-3970.2,1445.74,241752.65,-167501.4,-439943.31099999999,-2135.1109999999999]
[null,null,"BASE",6,"ACIB02",-5217.33,1867.13,286029.77,-213199.78099999999,-578737.09699999995,-2708.1190000000001]
[null,null,"BASE",6,"ACIS01",-19916.77,-2821.34,229429.75,1296585.683,-3912826.8799999999,-22603.347000000002]
[null,null,"BASE",6,"ACIS02",-18723.55,-3257.01,157898.07,1346822.7690000001,-3780754.79,-21968.897000000001]
[null,null,"BASE",6,"ACIS03",-20375.5,8599.26,174907.09,-1997908.0660000001,-3968093.1,-12452.339]
[null,null,"BASE",6,"ACIS04",-19182.28,8163.59,103375.4,-1947670.9790000001,-3836021.01,-11817.89]
[null,null,"BASE",6,"ACIS05",10108.34,-4900.28,409574.23,1573491.7819999999,2829778.94,7060.17]
[null,null,"BASE",6,"ACIS06",11301.57,-5335.95,338042.54,1623728.868,2961851.0279999999,7694.6189999999997]
[null,null,"BASE",6,"ACIS07",9649.61,6520.32,355051.56,-1721001.9669999999,2774512.7209999999,17211.177]
[null,null,"BASE",6,"ACIS08",10842.84,6084.65,283519.88,-1670764.88,2906584.8089999999,17845.627]
[null,null,"BASE",6,"ACIS09",-20053.21,-3129.92,229841.41,1382888.074,-3941774.93,7724.8720000000003]
[null,null,"BASE",6,"ACIS10",-18859.98,-3565.58,158309.72,1433125.16,-3809702.84,8359.3209999999999]
[null,null,"BASE",6,"ACIS11",-20511.939999999999,8290.68,175318.74,-1911605.675,-3997041.15,17875.879000000001]
[null,null,"BASE",6,"ACIS12",-16587.63,-3675.22,171758.81,1440947.7590000001,-3299665.2,6034.8519999999999]
[null,null,"BASE",6,"ACIS13",10244.780000000001,-4591.71,409162.57,1487189.3910000001,2858726.9929999998,-23268.048999999999]
[null,null,"BASE",6,"ACIS14",11438.01,-5027.37,337630.89,1537426.477,2990799.0809999998,-22633.598999999998]
[null,null,"BASE",6,"ACIS15",9786.0499999999993,6828.89,354639.91,-1807304.358,2803460.7740000002,-13117.040999999999]
[null,null,"BASE",6,"ACIS16",10979.27,6393.23,283108.21999999997,-1757067.2709999999,2935532.8620000002,-12482.592000000001]
[null,null,"BASE",6,"ACIS17",-19780.330000000002,-2512.77,229018.1,1210283.2919999999,-3883878.83,-52931.565000000002]
[null,null,"BASE",6,"ACIS18",-18587.11,-2948.43,157486.41,1260520.378,-3751806.74,-52297.116000000002]
[null,null,"BASE",6,"ACIS19",-20239.07,8907.83,174495.44,-2084210.4569999999,-3939145.05,-42780.557999999997]
[null,null,"BASE",6,"ACIS20",-18587.11,-2948.43,157486.41,1260520.378,-3751806.74,-52297.116000000002]
[null,null,"BASE",6,"ACIS21",9971.91,-5208.8599999999997,409985.88,1659794.173,2800830.8879999998,37388.387999999999]
[null,null,"BASE",6,"ACIS22",11165.13,-5644.52,338454.19,1710031.2590000001,2932902.9759999998,38022.838000000003]
[null,null,"BASE",6,"ACIS23",9513.17,6211.74,355463.22,-1634699.5759999999,2745564.6690000002,47539.396000000001]
[null,null,"BASE",6,"ACIS24",10706.4,5776.08,283931.53000000003,-1584462.4890000001,2877636.7570000002,48173.845000000001]
[null,null,"BASE",6,"ACIS25",-8872.7900000000009,-16873,356090.09,5237078.8569999998,-1488437.5870000001,-24063.958999999999]
[null,null,"BASE",6,"ACIS26",-7679.57,-17308.669999999998,284558.40999999997,5287315.9440000001,-1356365.4990000001,-23429.508999999998]
[null,null,"BASE",6,"ACIS27",134.74,-17496.689999999999,410133.44,5320150.6869999999,534344.15899999999,-15164.904]
[null,null,"BASE",6,"ACIS28",-7679.57,-17308.669999999998,284558.40999999997,5287315.9440000001,-1356365.4990000001,-23429.508999999998]
[null,null,"BASE",6,"ACIS29",-10401.9,21195.66,174347.88,-5744566.9699999997,-1672658.318,9772.7340000000004]
[null,null,"BASE",6,"ACIS30",-9208.67,20760,102816.19,-5694329.8799999999,-1540586.23,10407.183999999999]
[null,null,"BASE",6,"ACIS31",-1394.37,20571.98,228391.22,-5661495.1399999997,350123.42800000001,18671.789000000001]
[null,null,"BASE",6,"ACIS32",-201.14,20136.32,156859.54,-5611258.0499999998,482195.516,19306.239000000001]
[null,null,"BASE",6,"ACIS34",-8714.18,-16514.27,355610.19,5136737.7259999998,-1454781.06,-59327.69]
[null,null,"BASE",6,"ACIS35",293.35000000000002,-17137.95,409653.53,5219809.5559999999,568000.68599999999,-50428.635000000002]
[null,null,"BASE",6,"ACIS36",1486.58,-17573.62,338121.84,5270046.6430000002,700072.77399999998,-49794.184999999998]
[null,null,"BASE",6,"ACIS37",-10560.51,20836.93,174827.79,-5644225.8399999999,-1706314.845,45036.464999999997]
[null,null,"BASE",6,"ACIS38",-9367.2900000000009,20401.27,103296.1,-5593988.75,-1574242.757,45670.915000000001]
[null,null,"BASE",6,"ACIS39",-1552.98,20213.25,228871.13,-5561154.0099999998,316466.90100000001,53935.519999999997]
[null,null,"BASE",6,"ACIS40",-359.75,19777.580000000002,157339.44,-5510916.9199999999,448538.989,54569.97]
[null,null,"BASE",6,"ACIS41",-9031.41,-17231.740000000002,356570,5337419.9879999999,-1522094.1140000001,11199.772999999999]
[null,null,"BASE",6,"ACIS42",-7838.18,-17667.400000000001,285038.31,5387657.074,-1390022.0260000001,11834.222]
[null,null,"BASE",6,"ACIS43",-23.87,-17855.419999999998,410613.34,5420491.8169999998,500687.63199999998,20098.828000000001]
[null,null,"BASE",6,"ACIS44",1169.3499999999999,-18291.080000000002,339081.65,5470728.9040000001,632759.72,20733.276999999998]
[null,null,"BASE",6,"ACIS45",-10243.290000000001,21554.400000000001,173867.98,-5844908.0999999996,-1639001.791,-25490.996999999999]
[null,null,"BASE",6,"ACIS46",-9050.06,21118.73,102336.29,-5794671.0199999996,-1506929.703,-24856.547999999999]
[null,null,"BASE",6,"ACIS47",-1235.75,20930.71,227911.32,-5761836.2699999996,383779.95500000002,-16591.941999999999]
[null,null,"BASE",6,"ACIS48",-42.53,20495.05,156379.63,-5711599.1900000004,515852.04300000001,-15957.493]
[null,null,"BASE",6,"ACIS49",-17932.07,-3523.59,128367.36,1375995.81,-3692526.54,-21597.058000000001]
[null,null,"BASE",6,"ACIS50",-16738.849999999999,-3959.26,56835.67,1426232.8970000001,-3560454.46,-20962.608]
[null,null,"BASE",6,"ACIS51",-18390.8,7897.01,73844.69,-1918497.9380000001,-3747792.76,-11446.05]
[null,null,"BASE",6,"ACIS52",-17197.580000000002,7461.34,2313.0100000000002,-1868260.852,-3615720.68,-10811.601000000001]
[null,null,"BASE",6,"ACIS54",12093.04,-5602.53,308511.83,1652901.909,3050079.2760000001,8066.4579999999996]
[null,null,"BASE",6,"ACIS55",11634.31,5818.07,253989.17,-1641591.8389999999,2994813.057,18217.466]
[null,null,"BASE",6,"ACIS56",12827.54,5382.4,182457.48,-1591354.753,3126885.145,18851.916000000001]
[null,null,"BASE",6,"ACIS57",-18068.509999999998,-3832.17,128779.01,1462298.2009999999,-3721474.6,8731.16]
[null,null,"BASE",6,"ACIS58",-16875.28,-4267.83,57247.32,1512535.2879999999,-3589402.51,9365.61]
[null,null,"BASE",6,"ACIS59",-18527.240000000002,7588.43,74256.350000000006,-1832195.547,-3776740.82,18882.168000000001]
[null,null,"BASE",6,"ACIS60",-17334.02,7152.77,2724.66,-1781958.4609999999,-3644668.73,19516.617999999999]
[null,null,"BASE",6,"ACIS61",12229.48,-5293.96,308100.18,1566599.5179999999,3079027.3280000002,-22261.759999999998]
[null,null,"BASE",6,"ACIS62",13422.7,-5729.62,236568.49,1616836.605,3211099.4160000002,-21627.31]
[null,null,"BASE",6,"ACIS64",11770.75,6126.64,253577.51,-1727894.23,3023761.1090000002,-12110.752]
[null,null,"BASE",6,"ACIS65",-17795.64,-3215.02,127955.7,1289693.419,-3663578.49,-51925.275999999998]
[null,null,"BASE",6,"ACIS67",-16602.41,-3650.68,56424.02,1339930.5060000001,-3531506.4,-51290.826999999997]
[null,null,"BASE",6,"ACIS68",-17061.14,7769.92,1901.35,-1954563.243,-3586772.62,-41139.819000000003]
[null,null,"BASE",6,"ACIS69",11956.61,-5911.11,308923.48,1739204.3,3021131.2230000002,38394.677000000003]
[null,null,"BASE",6,"ACIS70",13149.83,-6346.77,237391.8,1789441.3870000001,3153203.3110000002,39029.125999999997]
[null,null,"BASE",6,"ACIS71",11497.87,5509.49,254400.82,-1555289.4480000001,2965865.0040000002,48545.684999999998]
[null,null,"BASE",6,"ACIS72",12691.1,5073.83,182869.13,-1505052.362,3097937.0920000002,49180.133999999998]
[null,null,"BASE",6,"ACIS73",-6888.09,-17575.25,255027.7,5316488.9850000003,-1268137.2520000001,-23057.67]
[null,null,"BASE",6,"ACIS74",-5694.87,-18010.919999999998,183496.01,5366726.0710000005,-1136065.1640000001,-22423.22]
[null,null,"BASE",6,"ACIS75",2119.44,-18198.939999999999,309071.03999999998,5399560.8150000004,754644.49399999995,-14158.615]
[null,null,"BASE",6,"ACIS76",3312.67,-18634.599999999999,237539.35,5449797.9009999996,886716.58200000005,-13524.165000000001]
[null,null,"BASE",6,"ACIS78",-8417.2000000000007,20493.41,73285.48,-5665156.8399999999,-1452357.9820000001,10779.022999999999]
[null,null,"BASE",6,"ACIS79",590.33000000000004,19869.73,127328.83,-5582085.0099999998,570423.76399999997,19678.078000000001]
[null,null,"BASE",6,"ACIS80",1783.56,19434.07,55797.14,-5531847.9299999997,702495.85199999996,20312.526999999998]
[null,null,"BASE",6,"ACIS81",-6729.48,-17216.52,254547.79,5216147.8540000003,-1234480.7250000001,-58321.400999999998]
[null,null,"BASE",6,"ACIS82",-5536.26,-17652.18,183016.11,5266384.9409999996,-1102408.6370000001,-57686.951000000001]
[null,null,"BASE",6,"ACIS83",2278.0500000000002,-17840.2,308591.13,5299219.6840000004,788301.02099999995,-49422.345999999998]
[null,null,"BASE",6,"ACIS84",3471.28,-18275.87,237059.45,5349456.7699999996,920373.10900000005,-48787.896000000001]
[null,null,"BASE",6,"ACIS85",-8575.82,20134.68,73765.39,-5564815.71,-1486014.5090000001,46042.754000000001]
[null,null,"BASE",6,"ACIS86",-7382.59,19699.009999999998,2233.6999999999998,-5514578.6299999999,-1353942.4210000001,46677.203999999998]
[null,null,"BASE",6,"ACIS87",431.72,19511,127808.73,-5481743.8799999999,536767.23699999996,54941.809000000001]
[null,null,"BASE",6,"ACIS88",1624.94,19075.330000000002,56277.04,-5431506.7999999998,668839.32499999995,55576.258999999998]
[null,null,"BASE",6,"ACIS89",-7046.71,-17933.990000000002,255507.6,5416830.1150000002,-1301793.7790000001,12206.061]
[null,null,"BASE",6,"ACIS90",-5853.48,-18369.650000000001,183975.92,5467067.2019999996,-1169721.6910000001,12840.511]
[null,null,"BASE",6,"ACIS91",1960.83,-18557.669999999998,309550.94,5499901.9450000003,720987.96799999999,21105.116000000002]
[null,null,"BASE",6,"ACIS92",3154.05,-18993.330000000002,238019.26,5550139.0319999997,853060.05500000005,21739.565999999999]
[null,null,"BASE",6,"ACIS93",-8258.59,20852.150000000001,72805.58,-5765497.9699999997,-1418701.4550000001,-24484.707999999999]
[null,null,"BASE",6,"ACIS94",-7065.36,20416.48,1273.8900000000001,-5715260.8899999997,-1286629.368,-23850.258999999998]
[null,null,"BASE",6,"ACIS95",748.95,20228.46,126848.92,-5682426.1399999997,604080.29099999997,-15585.653]
[null,null,"BASE",6,"ACIS96",1942.17,19792.8,55317.23,-5632189.0599999996,736152.37899999996,-14951.204]
[null,null,"BASE",7,"ACIB01",3914.02,1354.23,258630.57,-150454.30499999999,423983.81300000002,-2135.1109999999999]
[null,null,"BASE",7,"ACIB02",5092.91,1751.19,302793.96000000002,-191592.334,551023.14899999998,-2708.1190000000001]
[null,null,"BASE",7,"ACIS01",-10114.530000000001,-4981.09,427044.38,1602964.4310000001,-2842729.8769999999,-22603.347000000002]
[null,null,"BASE",7,"ACIS02",-11288.11,-5390.06,351897.37,1648188.5009999999,-2970004.7429999998,-21968.897000000001]
[null,null,"BASE",7,"ACIS03",-9760.6,6600.8,371936.49,-1745396.743,-2808957.7140000002,-12452.339]
[null,null,"BASE",7,"ACIS04",-10934.18,6191.83,296789.48,-1700172.6740000001,-2936232.5789999999,-11817.89]
[null,null,"BASE",7,"ACIS05",19816.48,-3132.27,247965.48,1363961.632,3897572.5380000002,7060.17]
[null,null,"BASE",7,"ACIS06",18642.900000000001,-3541.24,172818.46,1409185.7009999999,3770297.6719999998,7694.6189999999997]
[null,null,"BASE",7,"ACIS07",20170.419999999998,8449.6200000000008,192857.59,-1984399.5430000001,3931344.7009999999,17211.177]
[null,null,"BASE",7,"ACIS08",18996.84,8040.65,117710.57,-1939175.4739999999,3804069.8360000001,17845.627]
[null,null,"BASE",7,"ACIS09",-10251.43,-4691.62,426762.38,1520091.469,-2871761.6179999998,7724.8720000000003]
[null,null,"BASE",7,"ACIS10",-11425.01,-5100.59,351615.36,1565315.5379999999,-2999036.483,8359.3209999999999]
[null,null,"BASE",7,"ACIS11",-9897.49,6890.27,371654.49,-1828269.706,-2837989.4539999999,17875.879000000001]
[null,null,"BASE",7,"ACIS12",-9159.65,-5005.3500000000004,338226.74,1559821.2720000001,-2489159.0410000002,6034.8519999999999]
[null,null,"BASE",7,"ACIS13",19953.37,-3421.74,248247.49,1446834.595,3926604.2779999999,-23268.048999999999]
[null,null,"BASE",7,"ACIS14",18779.79,-3830.71,173100.47,1492058.6640000001,3799329.4130000002,-22633.598999999998]
[null,null,"BASE",7,"ACIS15",20307.310000000001,8160.16,193139.6,-1901526.58,3960376.4419999998,-13117.040999999999]
[null,null,"BASE",7,"ACIS16",19133.73,7751.19,117992.58,-1856302.5109999999,3833101.577,-12482.592000000001]
[null,null,"BASE",7,"ACIS17",-9977.64,-5270.55,427326.39,1685837.3940000001,-2813698.1370000001,-52931.565000000002]
[null,null,"BASE",7,"ACIS18",-11151.22,-5679.53,352179.38,1731061.463,-2940973.0019999999,-52297.116000000002]
[null,null,"BASE",7,"ACIS19",-9623.7000000000007,6311.34,372218.5,-1662523.78,-2779925.9730000002,-42780.557999999997]
[null,null,"BASE",7,"ACIS20",-11151.22,-5679.53,352179.38,1731061.463,-2940973.0019999999,-52297.116000000002]
[null,null,"BASE",7,"ACIS21",19679.59,-2842.8,247683.47,1281088.669,3868540.7969999998,37388.387999999999]
[null,null,"BASE",7,"ACIS22",18506.009999999998,-3251.77,172536.45,1326312.7379999999,3741265.932,38022.838000000003]
[null,null,"BASE",7,"ACIS23",20033.52,8739.09,192575.58,-2067272.5060000001,3902312.9610000001,47539.396000000001]
[null,null,"BASE",7,"ACIS24",18859.939999999999,8330.1200000000008,117428.57,-2022048.4369999999,3775038.0950000002,48173.845000000001]
[null,null,"BASE",7,"ACIS25",-51.61,-17846.21,428659.31,5425734.8219999997,-523024.89,-24063.958999999999]
[null,null,"BASE",7,"ACIS26",-1225.19,-18255.18,353512.29,5470958.8909999998,-650299.755,-23429.508999999998]
[null,null,"BASE",7,"ACIS27",8927.7000000000007,-17291.560000000001,374935.63,5354033.9819999998,1499065.835,-15164.904]
[null,null,"BASE",7,"ACIS28",-1225.19,-18255.18,353512.29,5470958.8909999998,-650299.755,-23429.508999999998]
[null,null,"BASE",7,"ACIS29",1128.18,20760.099999999999,244966.34,-5735469.0899999999,-410451.011,9772.7340000000004]
[null,null,"BASE",7,"ACIS30",-45.4,20351.13,169819.32,-5690245.0199999996,-537725.87600000005,10407.183999999999]
[null,null,"BASE",7,"ACIS31",10107.49,21314.74,191242.67,-5807169.9299999997,1611639.7139999999,18671.789000000001]
[null,null,"BASE",7,"ACIS32",8933.91,20905.77,116095.65,-5761945.8600000003,1484364.8489999999,19306.239000000001]
[null,null,"BASE",7,"ACIS34",107.55,-18182.759999999998,428972.61,5522091.3250000002,-489269.462,-59327.69]
[null,null,"BASE",7,"ACIS35",9086.86,-17628.11,375248.94,5450390.4850000003,1532821.2620000001,-50428.635000000002]
[null,null,"BASE",7,"ACIS36",7913.28,-18037.080000000002,300101.92,5495614.5539999995,1405546.3970000001,-49794.184999999998]
[null,null,"BASE",7,"ACIS37",969.02,21096.65,244653.04,-5831825.5999999996,-444206.43800000002,45036.464999999997]
[null,null,"BASE",7,"ACIS38",-204.56,20687.68,169506.02,-5786601.5300000003,-571481.30299999996,45670.915000000001]
[null,null,"BASE",7,"ACIS39",9948.33,21651.29,190929.36,-5903526.4400000004,1577884.2860000001,53935.519999999997]
[null,null,"BASE",7,"ACIS40",8774.75,21242.32,115782.35,-5858302.3700000001,1450609.4210000001,54569.97]
[null,null,"BASE",7,"ACIS41",-210.77,-17509.66,428346,5329378.3190000001,-556780.31700000004,11199.772999999999]
[null,null,"BASE",7,"ACIS42",-1384.35,-17918.63,353198.99,5374602.3880000003,-684055.18200000003,11834.222]
[null,null,"BASE",7,"ACIS43",8768.5400000000009,-16955.009999999998,374622.33,5257677.4790000003,1465310.4069999999,20098.828000000001]
[null,null,"BASE",7,"ACIS44",7594.96,-17363.98,299475.32,5302901.5480000004,1338035.5419999999,20733.276999999998]
[null,null,"BASE",7,"ACIS45",1287.3399999999999,20423.55,245279.64,-5639112.5899999999,-376695.58299999998,-25490.996999999999]
[null,null,"BASE",7,"ACIS46",113.76,20014.580000000002,170132.63,-5593888.5199999996,-503970.44900000002,-24856.547999999999]
[null,null,"BASE",7,"ACIS47",10266.65,20978.19,191555.97,-5710813.4299999997,1645395.1410000001,-16591.941999999999]
[null,null,"BASE",7,"ACIS48",9093.07,20569.22,116408.96000000001,-5665589.3600000003,1518120.2760000001,-15957.493]
[null,null,"BASE",7,"ACIS49",-12039.53,-5640.3,320929.40999999997,1674349.328,-3050838.8339999998,-21597.058000000001]
[null,null,"BASE",7,"ACIS50",-13213.11,-6049.27,245782.39999999999,1719573.3970000001,-3178113.7,-20962.608]
[null,null,"BASE",7,"ACIS51",-11685.59,5941.6,265821.52,-1674011.8470000001,-3017066.67,-11446.05]
[null,null,"BASE",7,"ACIS52",-12859.17,5532.63,190674.51,-1628787.7779999999,-3144341.5350000001,-10811.601000000001]
[null,null,"BASE",7,"ACIS54",17891.490000000002,-3791.48,141850.51,1435346.5279999999,3689463.5809999998,8066.4579999999996]
[null,null,"BASE",7,"ACIS55",18245.419999999998,7790.41,86742.62,-1913014.6470000001,3723235.7450000001,18217.466]
[null,null,"BASE",7,"ACIS56",17071.84,7381.44,11595.6,-1867790.578,3595960.8790000002,18851.916000000001]
[null,null,"BASE",7,"ACIS57",-12176.42,-5350.83,320647.40000000002,1591476.365,-3079870.5750000002,8731.16]
[null,null,"BASE",7,"ACIS58",-13350,-5759.8,245500.39,1636700.4339999999,-3207145.44,9365.61]
[null,null,"BASE",7,"ACIS59",-11822.48,6231.06,265539.51,-1756884.81,-3046098.4109999998,18882.168000000001]
[null,null,"BASE",7,"ACIS60",-12996.06,5822.09,190392.5,-1711660.7409999999,-3173373.28,19516.617999999999]
[null,null,"BASE",7,"ACIS61",18028.38,-4080.94,142132.51,1518219.4909999999,3718495.3220000002,-22261.759999999998]
[null,null,"BASE",7,"ACIS62",16854.8,-4489.91,66985.5,1563443.56,3591220.4559999998,-21627.31]
[null,null,"BASE",7,"ACIS64",18382.32,7500.95,87024.62,-1830141.6839999999,3752267.4849999999,-12110.752]
[null,null,"BASE",7,"ACIS65",-11902.63,-5929.76,321211.42,1757222.291,-3021807.0929999999,-51925.275999999998]
[null,null,"BASE",7,"ACIS67",-13076.21,-6338.73,246064.41,1802446.36,-3149081.9589999998,-51290.826999999997]
[null,null,"BASE",7,"ACIS68",-12722.28,5243.16,190956.52,-1545914.8149999999,-3115309.7949999999,-41139.819000000003]
[null,null,"BASE",7,"ACIS69",17754.59,-3502.01,141568.5,1352473.5649999999,3660431.84,38394.677000000003]
[null,null,"BASE",7,"ACIS70",16581.009999999998,-3910.98,66421.48,1397697.6340000001,3533156.9750000001,39029.125999999997]
[null,null,"BASE",7,"ACIS71",18108.53,8079.88,86460.61,-1995887.61,3694204.0040000002,48545.684999999998]
[null,null,"BASE",7,"ACIS72",16934.95,7670.91,11313.59,-1950663.54,3566929.139,49180.133999999998]
[null,null,"BASE",7,"ACIS73",-1976.6,-18505.419999999998,322544.33,5497119.7180000003,-731133.84600000002,-23057.67]
[null,null,"BASE",7,"ACIS74",-3150.18,-18914.39,247397.32,5542343.7869999995,-858408.71200000006,-22423.22]
[null,null,"BASE",7,"ACIS75",7002.71,-17950.77,268820.65999999997,5425418.8779999996,1290956.878,-14158.615]
[null,null,"BASE",7,"ACIS76",5829.13,-18359.740000000002,193673.65,5470642.9469999997,1163682.013,-13524.165000000001]
[null,null,"BASE",7,"ACIS78",-796.81,20100.89,138851.37,-5664084.2000000002,-618559.96699999995,10779.022999999999]
[null,null,"BASE",7,"ACIS79",8182.5,20655.54,85127.69,-5735785.04,1403530.757,19678.078000000001]
[null,null,"BASE",7,"ACIS80",7008.92,20246.57,9980.68,-5690560.9699999997,1276255.892,20312.526999999998]
[null,null,"BASE",7,"ACIS81",-1817.44,-18841.97,322857.64,5593476.2209999999,-697378.41899999999,-58321.400999999998]
[null,null,"BASE",7,"ACIS82",-2991.02,-19250.939999999999,247710.62,5638700.2910000002,-824653.28399999999,-57686.951000000001]
[null,null,"BASE",7,"ACIS83",7161.86,-18287.32,269133.96000000002,5521775.3820000002,1324712.3049999999,-49422.345999999998]
[null,null,"BASE",7,"ACIS84",5988.28,-18696.29,193986.95,5566999.4510000004,1197437.4399999999,-48787.896000000001]
[null,null,"BASE",7,"ACIS85",-955.97,20437.439999999999,138538.06,-5760440.7000000002,-652315.39500000002,46042.754000000001]
[null,null,"BASE",7,"ACIS86",-2129.5500000000002,20028.47,63391.05,-5715216.6299999999,-779590.26,46677.203999999998]
[null,null,"BASE",7,"ACIS87",8023.34,20992.09,84814.39,-5832141.54,1369775.33,54941.809000000001]
[null,null,"BASE",7,"ACIS88",6849.76,20583.11,9667.3799999999992,-5786917.4699999997,1242500.4639999999,55576.258999999998]
[null,null,"BASE",7,"ACIS89",-2135.7600000000002,-18168.87,322231.03000000003,5400763.2149999999,-764889.27399999998,12206.061]
[null,null,"BASE",7,"ACIS90",-3309.34,-18577.84,247084.02,5445987.284,-892164.13899999997,12840.511]
[null,null,"BASE",7,"ACIS91",6843.55,-17614.22,268507.36,5329062.375,1257201.4509999999,21105.116000000002]
[null,null,"BASE",7,"ACIS92",5669.97,-18023.189999999999,193360.34,5374286.4440000001,1129926.585,21739.565999999999]
[null,null,"BASE",7,"ACIS93",-637.65,19764.34,139164.67000000001,-5567727.6900000004,-584804.54,-24484.707999999999]
[null,null,"BASE",7,"ACIS94",-1811.23,19355.37,64017.66,-5522503.6299999999,-712079.40500000003,-23850.258999999998]
[null,null,"BASE",7,"ACIS95",8341.65,20318.990000000002,85441,-5639428.5300000003,1437286.1839999999,-15585.653]
[null,null,"BASE",7,"ACIS96",7168.07,19910.02,10293.98,-5594204.46,1310011.3189999999,-14951.204]
[null,null,"BASE",8,"ACIB01",-3675.62,236.14,231580.05,-17727.565999999999,-407465.97899999999,-1730.4849999999999]
[null,null,"BASE",8,"ACIB02",-4821.54,-293.06,271236.52,42366.106,-535032.14300000004,-2194.9029999999998]
[null,null,"BASE",8,"ACIS01",-13268.44,-5044.6499999999996,336685.49,1400911.216,-2973193.8289999999,-18319.78]
[null,null,"BASE",8,"ACIS02",-12166.94,-5115.49,267161.78000000003,1406134.3370000001,-2851213.906,-17805.564999999999]
[null,null,"BASE",8,"ACIS03",-13318.18,4782.8999999999996,291338.84999999998,-1140134.736,-2983048.2859999998,-10092.493]
[null,null,"BASE",8,"ACIS04",-12216.68,4712.07,221815.14,-1134911.6140000001,-2861068.3620000002,-9578.2780000000002]
[null,null,"BASE",8,"ACIS05",3826.85,-4926.58,266103.40000000002,1176472.9550000001,1930335.7679999999,5722.1949999999997]
[null,null,"BASE",8,"ACIS06",4928.3500000000004,-4997.41,196579.68,1181696.0759999999,2052315.6910000001,6236.41]
[null,null,"BASE",8,"ACIS07",3777.11,4900.97,220756.76,-1364572.997,1920481.3119999999,13949.482]
[null,null,"BASE",8,"ACIS08",4878.6099999999997,4830.1400000000003,151233.04,-1359349.875,2042461.2350000001,14463.697]
[null,null,"BASE",8,"ACIS09",-13362.21,-3536.24,331211.57,1019640.309,-2995757.2220000001,6260.9290000000001]
[null,null,"BASE",8,"ACIS10",-12260.71,-3607.07,261687.86,1024863.43,-2873777.2990000001,6775.1440000000002]
[null,null,"BASE",8,"ACIS11",-13411.95,6291.32,285864.94,-1521405.6429999999,-3005611.6779999998,14488.216]
[null,null,"BASE",8,"ACIS12",-10964.5,-3824.48,257215.29,1065221.1969999999,-2502628.0699999998,4891.1850000000004]
[null,null,"BASE",8,"ACIS13",3920.62,-6434.99,271577.32,1557743.862,1952899.1610000001,-18858.513999999999]
[null,null,"BASE",8,"ACIS14",5022.13,-6505.83,202053.6,1562966.9839999999,2074879.084,-18344.298999999999]
[null,null,"BASE",8,"ACIS15",3870.88,3392.56,226230.68,-983302.08900000004,1943044.7050000001,-10631.227000000001]
[null,null,"BASE",8,"ACIS16",4972.3900000000003,3321.72,156706.96,-978078.96799999999,2065024.628,-10117.012000000001]
[null,null,"BASE",8,"ACIS17",-13174.67,-6553.07,342159.41,1782182.1229999999,-2950630.4360000002,-42900.487999999998]
[null,null,"BASE",8,"ACIS18",-12073.16,-6623.9,272635.7,1787405.2450000001,-2828650.5129999998,-42386.273999999998]
[null,null,"BASE",8,"ACIS19",-13224.41,3274.48,296812.77,-758863.82799999998,-2960484.8930000002,-34673.201000000001]
[null,null,"BASE",8,"ACIS20",-12073.16,-6623.9,272635.7,1787405.2450000001,-2828650.5129999998,-42386.273999999998]
[null,null,"BASE",8,"ACIS21",3733.08,-3418.16,260629.48,795202.04700000002,1907772.375,30302.902999999998]
[null,null,"BASE",8,"ACIS22",4834.58,-3489,191105.76,800425.16899999999,2029752.2990000001,30817.117999999999]
[null,null,"BASE",8,"ACIS23",3683.34,6409.39,215282.84,-1745843.9040000001,1897917.919,38530.19]
[null,null,"BASE",8,"ACIS24",4784.84,6338.55,145759.12,-1740620.7830000001,2019897.8419999999,39044.404999999999]
[null,null,"BASE",8,"ACIS25",-7227.06,-16468.8,364886.17,4286911.4349999996,-1245461.605,-19503.59]
[null,null,"BASE",8,"ACIS26",-6125.55,-16539.64,295362.46000000002,4292134.5559999999,-1123481.6810000001,-18989.376]
[null,null,"BASE",8,"ACIS27",-2098.4699999999998,-16433.38,343711.54,4219579.9560000002,225597.274,-12290.998]
[null,null,"BASE",8,"ACIS28",-6125.55,-16539.64,295362.46000000002,4292134.5559999999,-1123481.6810000001,-18989.376]
[null,null,"BASE",8,"ACIS29",-7392.86,16289.7,213730.71,-4183241.74,-1278309.7919999999,7920.7]
[null,null,"BASE",8,"ACIS30",-6291.36,16218.87,144206.99,-4178018.62,-1156329.8689999999,8434.9150000000009]
[null,null,"BASE",8,"ACIS31",-2264.27,16325.13,192556.08,-4250573.22,192749.087,15133.293]
[null,null,"BASE",8,"ACIS32",-1162.77,16254.29,123032.36,-4245350.09,314729.011,15647.507]
[null,null,"BASE",8,"ACIS34",-7118.01,-18222.41,371278.37,4730199.0719999997,-1219224.845,-48084.481]
[null,null,"BASE",8,"ACIS35",-1989.43,-18186.990000000002,350103.74,4662867.5939999996,251834.03400000001,-40871.889000000003]
[null,null,"BASE",8,"ACIS36",-887.92,-18257.830000000002,280580.03000000003,4668090.7149999999,373813.95799999998,-40357.673999999999]
[null,null,"BASE",8,"ACIS37",-7501.9,18043.310000000001,207338.51,-4626529.37,-1304546.5519999999,36501.591]
[null,null,"BASE",8,"ACIS38",-6400.4,17972.48,137814.79999999999,-4621306.25,-1182566.628,37015.805999999997]
[null,null,"BASE",8,"ACIS39",-2373.31,18078.740000000002,186163.88,-4693860.8499999996,166512.32699999999,43714.182999999997]
[null,null,"BASE",8,"ACIS40",-1271.81,18007.900000000001,116640.17,-4688637.7300000004,288492.25099999999,44228.398000000001]
[null,null,"BASE",8,"ACIS41",-7336.1,-14715.19,358493.98,3843623.7969999998,-1271698.365,9077.2999999999993]
[null,null,"BASE",8,"ACIS42",-6234.6,-14786.03,288970.26,3848846.9190000002,-1149718.4410000001,9591.5149999999994]
[null,null,"BASE",8,"ACIS43",-2207.5100000000002,-14679.77,337319.35,3776292.3190000001,199360.51500000001,16289.893]
[null,null,"BASE",8,"ACIS44",-1106.01,-14750.61,267795.63,3781515.44,321340.43800000002,16804.108]
[null,null,"BASE",8,"ACIS45",-7283.82,14536.09,220122.9,-3739954.1,-1252073.0319999999,-20660.190999999999]
[null,null,"BASE",8,"ACIS46",-6182.31,14465.26,150599.19,-3734730.98,-1130093.1089999999,-20145.975999999999]
[null,null,"BASE",8,"ACIS47",-2155.23,14571.52,198948.28,-3807285.58,218985.84700000001,-13447.598]
[null,null,"BASE",8,"ACIS48",-1053.73,14500.68,129424.56,-3802062.46,340965.77100000001,-12933.383]
[null,null,"BASE",8,"ACIS49",-11436.43,-4785.59,241599.12,1368734.253,-2769769.9470000002,-17504.192999999999]
[null,null,"BASE",8,"ACIS50",-10334.92,-4856.42,172075.4,1373957.375,-2647790.0240000002,-16989.977999999999]
[null,null,"BASE",8,"ACIS51",-11486.17,5041.96,196252.48,-1172311.6980000001,-2779624.4029999999,-9276.9060000000009]
[null,null,"BASE",8,"ACIS52",-10384.66,4971.13,126728.76,-1167088.577,-2657644.48,-8762.6910000000007]
[null,null,"BASE",8,"ACIS54",5658.87,-4667.51,171017.02,1144295.9920000001,2133759.65,6537.7809999999999]
[null,null,"BASE",8,"ACIS55",5609.12,5160.04,125670.38,-1396749.959,2123905.1940000001,14765.069]
[null,null,"BASE",8,"ACIS56",6710.63,5089.2,56146.66,-1391526.838,2245885.1170000001,15279.282999999999]
[null,null,"BASE",8,"ACIS57",-11530.2,-3277.17,236125.2,987463.34600000002,-2792333.34,7076.5159999999996]
[null,null,"BASE",8,"ACIS58",-10428.700000000001,-3348.01,166601.48000000001,992686.46699999995,-2670353.4160000002,7590.73]
[null,null,"BASE",8,"ACIS59",-11579.94,6550.38,190778.56,-1553582.6059999999,-2802187.7960000001,15303.803]
[null,null,"BASE",8,"ACIS60",-10478.44,6479.55,121254.84,-1548359.4839999999,-2680207.8730000001,15818.018]
[null,null,"BASE",8,"ACIS61",5752.64,-6175.93,176490.94,1525566.9,2156323.0430000001,-18042.927]
[null,null,"BASE",8,"ACIS62",6854.14,-6246.76,106967.22,1530790.0209999999,2278302.9670000002,-17528.712]
[null,null,"BASE",8,"ACIS64",5702.9,3651.62,131144.29999999999,-1015479.052,2146468.5869999998,-9815.64]
[null,null,"BASE",8,"ACIS65",-11342.65,-6294,247073.03,1750005.1610000001,-2747206.554,-42084.902000000002]
[null,null,"BASE",8,"ACIS67",-10241.15,-6364.84,177549.32,1755228.2819999999,-2625226.6310000001,-41570.686999999998]
[null,null,"BASE",8,"ACIS68",-10290.89,3462.71,132202.68,-785817.66899999999,-2635081.0869999998,-33343.4]
[null,null,"BASE",8,"ACIS69",5565.09,-3159.1,165543.1,763025.08499999996,2111196.2570000002,31118.49]
[null,null,"BASE",8,"ACIS70",6666.6,-3229.93,96019.38,768248.20600000001,2233176.1809999999,31632.705000000002]
[null,null,"BASE",8,"ACIS71",5515.35,6668.45,120196.46,-1778020.8670000001,2101341.801,39345.777000000002]
[null,null,"BASE",8,"ACIS72",6616.85,6597.62,50672.75,-1772797.7450000001,2223321.7239999999,39859.991999999998]
[null,null,"BASE",8,"ACIS73",-5395.04,-16209.74,269799.78999999998,4254734.4720000001,-1042037.723,-18688.004000000001]
[null,null,"BASE",8,"ACIS74",-4293.54,-16280.57,200276.08,4259957.5930000003,-920057.799,-18173.789000000001]
[null,null,"BASE",8,"ACIS75",-266.45999999999998,-16174.32,248625.16,4187402.9939999999,429021.15700000001,-11475.411]
[null,null,"BASE",8,"ACIS76",835.05,-16245.15,179101.45,4192626.1150000002,551001.07999999996,-10961.197]
[null,null,"BASE",8,"ACIS78",-5560.85,16548.77,118644.33,-4215418.7,-1074885.9099999999,8736.2870000000003]
[null,null,"BASE",8,"ACIS79",-432.26,16584.189999999999,97469.7,-4282750.18,396172.96899999998,15948.879000000001]
[null,null,"BASE",8,"ACIS80",669.24,16513.349999999999,27945.99,-4277527.0599999996,518152.89299999998,16463.094000000001]
[null,null,"BASE",8,"ACIS81",-5286,-17963.349999999999,276191.99,4698022.1100000003,-1015800.963,-47268.894999999997]
[null,null,"BASE",8,"ACIS82",-4184.5,-18034.18,206668.28,4703245.2309999997,-893821.03899999999,-46754.68]
[null,null,"BASE",8,"ACIS83",-157.41,-17927.93,255017.36,4630690.6310000001,455257.91700000002,-40056.302000000003]
[null,null,"BASE",8,"ACIS84",944.09,-17998.759999999998,185493.65,4635913.7529999996,577237.84,-39542.087]
[null,null,"BASE",8,"ACIS85",-5669.89,18302.38,112252.13,-4658706.34,-1101122.67,37317.178]
[null,null,"BASE",8,"ACIS86",-4568.3900000000003,18231.54,42728.42,-4653483.22,-979142.74600000004,37831.392999999996]
[null,null,"BASE",8,"ACIS87",-541.29999999999995,18337.8,91077.5,-4726037.82,369936.20899999997,44529.77]
[null,null,"BASE",8,"ACIS88",560.20000000000005,18266.96,21553.79,-4720814.6900000004,491916.13299999997,45043.985000000001]
[null,null,"BASE",8,"ACIS89",-5504.09,-14456.13,263407.59999999998,3811446.8339999998,-1068274.4820000001,9892.8870000000006]
[null,null,"BASE",8,"ACIS90",-4402.58,-14526.96,193883.88,3816669.9559999998,-946294.55900000001,10407.102000000001]
[null,null,"BASE",8,"ACIS91",-375.5,-14420.71,242232.97,3744115.3560000001,402784.397,17105.478999999999]
[null,null,"BASE",8,"ACIS92",726,-14491.54,172709.25,3749338.4780000001,524764.31999999995,17619.694]
[null,null,"BASE",8,"ACIS93",-5451.8,14795.16,125036.53,-3772131.06,-1048649.1499999999,-19844.603999999999]
[null,null,"BASE",8,"ACIS94",-4350.3,14724.32,55512.81,-3766907.94,-926669.22600000002,-19330.388999999999]
[null,null,"BASE",8,"ACIS95",-323.22000000000003,14830.58,103861.9,-3839462.54,422409.72899999999,-12632.012000000001]
[null,null,"BASE",8,"ACIS96",778.29,14759.74,34338.18,-3834239.42,544389.65300000005,-12117.797]
[null,null,"BASE",9,"ACIB01",2402.38,636.59,174128.67,-91394.683000000005,255504.08300000001,-1730.4849999999999]
[null,null,"BASE",9,"ACIB02",3115.88,1076.5999999999999,205448.63,-142652.10500000001,330870.20400000003,-2194.9029999999998]
[null,null,"BASE",9,"ACIS01",-5536.76,-3667.27,173495.69,921499.20400000003,-2140927.6230000001,-18319.78]
[null,null,"BASE",9,"ACIS02",-6257.04,-3857.72,121270.36,948678.94299999997,-2217667.9,-17805.564999999999]
[null,null,"BASE",9,"ACIS03",-5504.04,6124.51,192148.62,-1461838.2549999999,-2128966.324,-10092.493]
[null,null,"BASE",9,"ACIS04",-6224.32,5934.06,139923.29,-1434658.5160000001,-2205706.6009999998,-9578.2780000000002]
[null,null,"BASE",9,"ACIS05",11663.56,-4179.08,228827.35,1197589.6610000001,2783546.9819999998,5722.1949999999997]
[null,null,"BASE",9,"ACIS06",10943.28,-4369.53,176602.03,1224769.399,2706806.7050000001,6236.41]
[null,null,"BASE",9,"ACIS07",11696.28,5612.7,247480.29,-1185747.798,2795508.281,13949.482]
[null,null,"BASE",9,"ACIS08",10976,5422.25,195254.96,-1158568.0589999999,2718768.003,14463.697]
[null,null,"BASE",9,"ACIS09",-5414.74,-5346.8,171340.64,1322269.9480000001,-2101680.6660000002,6260.9290000000001]
[null,null,"BASE",9,"ACIS10",-6135.02,-5537.25,119115.32,1349449.686,-2178420.943,6775.1440000000002]
[null,null,"BASE",9,"ACIS11",-5382.02,4444.99,189993.58,-1061067.5109999999,-2089719.3670000001,14488.216]
[null,null,"BASE",9,"ACIS12",-4863.3,-5323.7,123588.45,1310040.8589999999,-1814972.3910000001,4891.1850000000004]
[null,null,"BASE",9,"ACIS13",11541.54,-2499.56,230982.39999999999,796818.91700000002,2744300.0240000002,-18858.513999999999]
[null,null,"BASE",9,"ACIS14",10821.26,-2690.01,178757.07,823998.65599999996,2667559.747,-18344.298999999999]
[null,null,"BASE",9,"ACIS15",11574.26,7292.23,249635.33,-1586518.5419999999,2756261.3229999999,-10631.227000000001]
[null,null,"BASE",9,"ACIS16",10853.98,7101.78,197410,-1559338.8030000001,2679521.0460000001,-10117.012000000001]
[null,null,"BASE",9,"ACIS17",-5658.78,-1987.75,175650.73,520728.46,-2180174.58,-42900.487999999998]
[null,null,"BASE",9,"ACIS18",-6379.06,-2178.1999999999998,123425.41,547908.19900000002,-2256914.858,-42386.273999999998]
[null,null,"BASE",9,"ACIS19",-5626.06,7804.03,194303.66,-1862608.9990000001,-2168213.2820000001,-34673.201000000001]
[null,null,"BASE",9,"ACIS20",-6379.06,-2178.1999999999998,123425.41,547908.19900000002,-2256914.858,-42386.273999999998]
[null,null,"BASE",9,"ACIS21",11785.57,-5858.6,226672.31,1598360.405,2822793.9389999998,30302.902999999998]
[null,null,"BASE",9,"ACIS22",11065.3,-6049.05,174446.98,1625540.1429999999,2746053.662,30817.117999999999]
[null,null,"BASE",9,"ACIS23",11818.3,3933.18,245325.24,-784977.054,2834755.2379999999,38530.19]
[null,null,"BASE",9,"ACIS24",11098.02,3742.73,193099.92,-757797.31499999994,2758014.9610000001,39044.404999999999]
[null,null,"BASE",9,"ACIS25",445.17,-15270.16,171100.02,3798691.2319999998,-431316.36,-19503.59]
[null,null,"BASE",9,"ACIS26",-275.10000000000002,-15460.6,118874.69,3825870.9709999999,-508056.63699999999,-18989.376]
[null,null,"BASE",9,"ACIS27",5605.27,-15423.7,187699.52,3881518.3689999999,1046026.022,-12290.998]
[null,null,"BASE",9,"ACIS28",-275.10000000000002,-15460.6,118874.69,3825870.9709999999,-508056.63699999999,-18989.376]
[null,null,"BASE",9,"ACIS29",554.25,17369.13,233276.46,-4145766.96,-391445.364,7920.7]
[null,null,"BASE",9,"ACIS30",-166.03,17178.68,181051.13,-4118587.22,-468185.641,8434.9150000000009]
[null,null,"BASE",9,"ACIS31",5714.35,17215.580000000002,249875.96,-4062939.83,1085897.0179999999,15133.293]
[null,null,"BASE",9,"ACIS32",4994.07,17025.14,197650.63,-4035760.09,1009156.74,15647.507]
[null,null,"BASE",9,"ACIS34",303.33,-13317.56,173610.9,3332726.841,-476946.723,-48084.481]
[null,null,"BASE",9,"ACIS35",5463.42,-13471.11,190210.4,3415553.9780000001,1000395.659,-40871.889000000003]
[null,null,"BASE",9,"ACIS36",4743.1400000000003,-13661.56,137985.07999999999,3442733.7170000002,923655.38100000005,-40357.673999999999]
[null,null,"BASE",9,"ACIS37",696.1,15416.54,230765.57,-3679802.57,-345815.00099999999,36501.591]
[null,null,"BASE",9,"ACIS38",-24.18,15226.09,178540.24,-3652622.83,-422555.27799999999,37015.805999999997]
[null,null,"BASE",9,"ACIS39",5856.19,15262.99,247365.07,-3596975.44,1131527.3810000001,43714.182999999997]
[null,null,"BASE",9,"ACIS40",5135.91,15072.54,195139.74,-3569795.7,1054787.1029999999,44228.398000000001]
[null,null,"BASE",9,"ACIS41",587.02,-17222.75,168589.13,4264655.6229999997,-385685.99699999997,9077.2999999999993]
[null,null,"BASE",9,"ACIS42",-133.26,-17413.2,116363.8,4291835.3619999997,-462426.27399999998,9591.5149999999994]
[null,null,"BASE",9,"ACIS43",5747.11,-17376.29,185188.63,4347482.76,1091656.3840000001,16289.893]
[null,null,"BASE",9,"ACIS44",5026.84,-17566.740000000002,132963.29999999999,4374662.4989999998,1014916.107,16804.108]
[null,null,"BASE",9,"ACIS45",412.4,19321.72,235787.35,-4611731.3499999996,-437075.72700000001,-20660.190999999999]
[null,null,"BASE",9,"ACIS46",-307.87,19131.27,183562.02,-4584551.62,-513816.00400000002,-20145.975999999999]
[null,null,"BASE",9,"ACIS47",5572.5,19168.18,252386.84,-4528904.22,1040266.655,-13447.598]
[null,null,"BASE",9,"ACIS48",4852.22,18977.73,200161.52,-4501724.4800000004,963526.37699999998,-12933.383]
[null,null,"BASE",9,"ACIS49",-6711.99,-4135.53,101060.22,981279.90700000001,-2265595.1880000001,-17504.192999999999]
[null,null,"BASE",9,"ACIS50",-7432.27,-4325.9799999999996,48834.9,1008459.6459999999,-2342335.466,-16989.977999999999]
[null,null,"BASE",9,"ACIS51",-6679.27,5656.25,119713.15,-1402057.5519999999,-2253633.89,-9276.9060000000009]
[null,null,"BASE",9,"ACIS52",-7399.55,5465.81,67487.83,-1374877.8130000001,-2330374.1669999999,-8762.6910000000007]
[null,null,"BASE",9,"ACIS54",10488.32,-4647.34,156391.89000000001,1257370.3640000001,2658879.4160000002,6537.7809999999999]
[null,null,"BASE",9,"ACIS55",10521.05,5144.45,175044.82,-1125967.095,2670840.7149999999,14765.069]
[null,null,"BASE",9,"ACIS56",9800.77,4954,122819.49,-1098787.3559999999,2594100.4380000001,15279.282999999999]
[null,null,"BASE",9,"ACIS57",-6589.98,-5815.05,98905.18,1382050.6510000001,-2226348.2310000001,7076.5159999999996]
[null,null,"BASE",9,"ACIS58",-7310.25,-6005.5,46679.85,1409230.39,-2303088.5079999999,7590.73]
[null,null,"BASE",9,"ACIS59",-6557.25,3976.73,117558.11,-1001286.808,-2214386.932,15303.803]
[null,null,"BASE",9,"ACIS60",-7277.53,3786.28,65332.78,-974107.06900000002,-2291127.2089999998,15818.018]
[null,null,"BASE",9,"ACIS61",10366.31,-2967.81,158546.93,856599.62,2619632.4589999998,-18042.927]
[null,null,"BASE",9,"ACIS62",9646.0300000000007,-3158.26,106321.61,883779.35900000005,2542892.182,-17528.712]
[null,null,"BASE",9,"ACIS64",10399.030000000001,6823.97,177199.86,-1526737.8389999999,2631593.7579999999,-9815.64]
[null,null,"BASE",9,"ACIS65",-6834.01,-2456.0100000000002,103215.27,580509.16299999994,-2304842.1460000002,-42084.902000000002]
[null,null,"BASE",9,"ACIS67",-7554.29,-2646.46,50989.94,607688.902,-2381582.423,-41570.686999999998]
[null,null,"BASE",9,"ACIS68",-7521.57,7145.33,69642.87,-1775648.557,-2369621.1239999998,-33343.4]
[null,null,"BASE",9,"ACIS69",10610.34,-6326.86,154236.84,1658141.108,2698126.3739999998,31118.49]
[null,null,"BASE",9,"ACIS70",9890.06,-6517.31,102011.52,1685320.8470000001,2621386.0970000001,31632.705000000002]
[null,null,"BASE",9,"ACIS71",10643.06,3464.93,172889.77,-725196.35100000002,2710087.673,39345.777000000002]
[null,null,"BASE",9,"ACIS72",9922.7900000000009,3274.48,120664.45,-698016.61199999996,2633347.395,39859.991999999998]
[null,null,"BASE",9,"ACIS73",-730.06,-15738.41,98664.55,3858471.9350000001,-555983.92500000005,-18688.004000000001]
[null,null,"BASE",9,"ACIS74",-1450.34,-15928.86,46439.22,3885651.6740000001,-632724.20299999998,-18173.789000000001]
[null,null,"BASE",9,"ACIS75",4430.04,-15891.95,115264.05,3941299.0720000002,921358.45600000001,-11475.411]
[null,null,"BASE",9,"ACIS76",3709.76,-16082.4,63038.720000000001,3968478.8110000002,844618.179,-10961.197]
[null,null,"BASE",9,"ACIS78",-620.98,16900.87,160840.99,-4085986.26,-516112.929,8736.2870000000003]
[null,null,"BASE",9,"ACIS79",4539.1099999999997,16747.330000000002,177440.49,-4003159.12,961229.45200000005,15948.879000000001]
[null,null,"BASE",9,"ACIS80",3818.84,16556.88,125215.16,-3975979.38,884489.17500000005,16463.094000000001]
[null,null,"BASE",9,"ACIS81",-871.91,-13785.82,101175.44,3392507.5449999999,-601614.28799999994,-47268.894999999997]
[null,null,"BASE",9,"ACIS82",-1592.18,-13976.27,48950.11,3419687.2829999998,-678354.56599999999,-46754.68]
[null,null,"BASE",9,"ACIS83",4288.1899999999996,-13939.36,117774.94,3475334.682,875728.09299999999,-40056.302000000003]
[null,null,"BASE",9,"ACIS84",3567.91,-14129.81,65549.61,3502514.4210000001,798987.81599999999,-39542.087]
[null,null,"BASE",9,"ACIS85",-479.14,14948.28,158330.1,-3620021.87,-470482.56599999999,37317.178]
[null,null,"BASE",9,"ACIS86",-1199.4100000000001,14757.83,106104.78,-3592842.13,-547222.84400000004,37831.392999999996]
[null,null,"BASE",9,"ACIS87",4680.96,14794.74,174929.6,-3537194.73,1006859.8149999999,44529.77]
[null,null,"BASE",9,"ACIS88",3960.68,14604.29,122704.28,-3510014.99,930119.53799999994,45043.985000000001]
[null,null,"BASE",9,"ACIS89",-588.21,-17691,96153.66,4324436.3260000004,-510353.56199999998,9892.8870000000006]
[null,null,"BASE",9,"ACIS90",-1308.49,-17881.45,43928.34,4351616.0650000004,-587093.84,10407.102000000001]
[null,null,"BASE",9,"ACIS91",4571.88,-17844.54,112753.16,4407263.4630000005,966988.81900000002,17105.478999999999]
[null,null,"BASE",9,"ACIS92",3851.6,-18034.990000000002,60527.839999999997,4434443.2019999996,890248.54200000002,17619.694]
[null,null,"BASE",9,"ACIS93",-762.83,18853.46,163351.88,-4551950.6500000004,-561743.29200000002,-19844.603999999999]
[null,null,"BASE",9,"ACIS94",-1483.11,18663.009999999998,111126.55,-4524770.91,-638483.56999999995,-19330.388999999999]
[null,null,"BASE",9,"ACIS95",4397.2700000000004,18699.919999999998,179951.38,-4469123.51,915599.08900000004,-12632.012000000001]
[null,null,"BASE",9,"ACIS96",3676.99,18509.47,127726.05,-4441943.78,838858.81200000003,-12117.797]
[null,null,"BASE",10,"ACIB01",-1673.8,406.1,238714.91,-53923.663,-190819.152,-1730.4849999999999]
[null,null,"BASE",10,"ACIB02",-2203.02,816.28,287604.71000000002,-98574.775999999998,-251537.364,-2194.9029999999998]
[null,null,"BASE",10,"ACIS01",-17292.62,-4298.01,162159.87,1130470.6259999999,-3447188.68,-18319.78]
[null,null,"BASE",10,"ACIS02",-16787.38,-4420.7700000000004,92310.31,1146600.7050000001,-3389741.16,-17805.564999999999]
[null,null,"BASE",10,"ACIS03",-17197.13,5930.93,185795.94,-1368498.767,-3428250.45,-10092.493]
[null,null,"BASE",10,"ACIS04",-16691.89,5808.17,115946.39,-1352368.6869999999,-3370802.93,-9578.2780000000002]
[null,null,"BASE",10,"ACIS05",12862.11,-4526.76,397019.08,1194485.0049999999,2933711.7689999999,5722.1949999999997]
[null,null,"BASE",10,"ACIS06",13367.35,-4649.5200000000004,327169.53000000003,1210615.085,2991159.29,6236.41]
[null,null,"BASE",10,"ACIS07",12957.6,5702.18,420655.16,-1304484.3870000001,2952650.003,13949.482]
[null,null,"BASE",10,"ACIS08",13462.83,5579.42,350805.6,-1288354.307,3010097.523,14463.697]
[null,null,"BASE",10,"ACIS09",-17050.849999999999,-4582.22,163698.70000000001,1196998.8689999999,-3394514.49,6260.9290000000001]
[null,null,"BASE",10,"ACIS10",-16545.61,-4704.9799999999996,93849.14,1213128.949,-3337066.97,6775.1440000000002]
[null,null,"BASE",10,"ACIS11",-16955.36,5646.72,187334.77,-1301970.523,-3375576.26,14488.216]
[null,null,"BASE",10,"ACIS12",-14320.27,-4679.5,111232.76,1207950.791,-2866400.5649999999,4891.1850000000004]
[null,null,"BASE",10,"ACIS13",12620.34,-4242.55,395480.25,1127956.7609999999,2881037.577,-18858.513999999999]
[null,null,"BASE",10,"ACIS14",13125.58,-4365.3100000000004,325630.7,1144086.841,2938485.0970000001,-18344.298999999999]
[null,null,"BASE",10,"ACIS15",12715.83,5986.39,419116.33,-1371012.6310000001,2899975.8110000002,-10631.227000000001]
[null,null,"BASE",10,"ACIS16",13221.06,5863.63,349266.77,-1354882.551,2957423.3309999998,-10117.012000000001]
[null,null,"BASE",10,"ACIS17",-17534.39,-4013.8,160621.04,1063942.382,-3499862.88,-42900.487999999998]
[null,null,"BASE",10,"ACIS18",-17029.150000000001,-4136.5600000000004,90771.48,1080072.4609999999,-3442415.35,-42386.273999999998]
[null,null,"BASE",10,"ACIS19",-17438.900000000001,6215.14,184257.11,-1435027.0109999999,-3480924.64,-34673.201000000001]
[null,null,"BASE",10,"ACIS20",-17029.150000000001,-4136.5600000000004,90771.48,1080072.4609999999,-3442415.35,-42386.273999999998]
[null,null,"BASE",10,"ACIS21",13103.88,-4810.97,398557.91,1261013.2490000001,2986385.9619999998,30302.902999999998]
[null,null,"BASE",10,"ACIS22",13609.12,-4933.7299999999996,328708.36,1277143.3289999999,3043833.4819999998,30817.117999999999]
[null,null,"BASE",10,"ACIS23",13199.37,5417.97,422193.99,-1237956.1429999999,3005324.1949999998,38530.19]
[null,null,"BASE",10,"ACIS24",13704.6,5295.21,352344.43,-1221826.0630000001,3062771.7149999999,39044.404999999999]
[null,null,"BASE",10,"ACIS25",-6849.86,-16311.83,216785.17,4068339.949,-1235968.1299999999,-19503.59]
[null,null,"BASE",10,"ACIS26",-6344.63,-16434.59,146935.62,4084470.0290000001,-1178520.6100000001,-18989.376]
[null,null,"BASE",10,"ACIS27",2196.56,-16380.46,287242.94,4087544.2629999998,678302.00600000005,-12290.998]
[null,null,"BASE",10,"ACIS28",-6344.63,-16434.59,146935.62,4084470.0290000001,-1178520.6100000001,-18989.376]
[null,null,"BASE",10,"ACIS29",-6531.58,17784.63,295572.09000000003,-4261558.0199999996,-1172840.686,7920.7]
[null,null,"BASE",10,"ACIS30",-6026.34,17661.87,225722.53,-4245427.95,-1115393.165,8434.9150000000009]
[null,null,"BASE",10,"ACIS31",2514.84,17716,366029.85,-4242353.71,741429.45,15133.293]
[null,null,"BASE",10,"ACIS32",3020.08,17593.240000000002,296180.3,-4226223.63,798876.97,15647.507]
[null,null,"BASE",10,"ACIS34",-7130.94,-15981.39,214997.23,3990986.7629999998,-1297209.845,-48084.481]
[null,null,"BASE",10,"ACIS35",1915.48,-16050.02,285455,4010191.077,617060.29099999997,-40871.889000000003]
[null,null,"BASE",10,"ACIS36",2420.7199999999998,-16172.77,215605.44,4026321.1570000001,674507.81099999999,-40357.673999999999]
[null,null,"BASE",10,"ACIS37",-6250.5,17454.18,297360.03000000003,-4184204.84,-1111598.9709999999,36501.591]
[null,null,"BASE",10,"ACIS38",-5745.26,17331.419999999998,227510.47,-4168074.76,-1054151.4509999999,37015.805999999997]
[null,null,"BASE",10,"ACIS39",2795.92,17385.560000000001,367817.8,-4165000.52,802671.16500000004,43714.182999999997]
[null,null,"BASE",10,"ACIS40",3301.16,17262.8,297968.24,-4148870.44,860118.68500000006,44228.398000000001]
[null,null,"BASE",10,"ACIS41",-6568.79,-16642.28,218573.11,4145693.1359999999,-1174726.416,9077.2999999999993]
[null,null,"BASE",10,"ACIS42",-6063.55,-16765.03,148723.56,4161823.2149999999,-1117278.895,9591.5149999999994]
[null,null,"BASE",10,"ACIS43",2477.63,-16710.900000000001,289030.88,4164897.449,739543.72,16289.893]
[null,null,"BASE",10,"ACIS44",2982.87,-16833.66,219181.32,4181027.5290000001,796991.24,16804.108]
[null,null,"BASE",10,"ACIS45",-6812.65,18115.07,293784.15000000002,-4338911.21,-1234082.3999999999,-20660.190999999999]
[null,null,"BASE",10,"ACIS46",-6307.42,17992.310000000001,223934.59,-4322781.13,-1176634.8799999999,-20145.975999999999]
[null,null,"BASE",10,"ACIS47",2233.77,18046.439999999999,364241.91,-4319706.9000000004,680187.73499999999,-13447.598]
[null,null,"BASE",10,"ACIS48",2739,17923.68,294392.36,-4303576.82,737635.25600000005,-12933.383]
[null,null,"BASE",10,"ACIS49",-16453.740000000002,-4677.6499999999996,59136.71,1174747.2549999999,-3351312.56,-17504.192999999999]
[null,null,"BASE",10,"ACIS50",-15948.5,-4800.41,-10712.84,1190877.334,-3293865.04,-16989.977999999999]
[null,null,"BASE",10,"ACIS51",-16358.25,5551.29,82772.789999999994,-1324222.138,-3332374.32,-9276.9060000000009]
[null,null,"BASE",10,"ACIS52",-15853.02,5428.53,12923.23,-1308092.058,-3274926.8,-8762.6910000000007]
[null,null,"BASE",10,"ACIS54",13700.99,-4906.3999999999996,293995.93,1238761.6340000001,3029587.8939999999,6537.7809999999999]
[null,null,"BASE",10,"ACIS55",13796.48,5322.54,317632.01,-1260207.7579999999,3048526.128,14765.069]
[null,null,"BASE",10,"ACIS56",14301.71,5199.78,247782.45,-1244077.6780000001,3105973.648,15279.282999999999]
[null,null,"BASE",10,"ACIS57",-16211.97,-4961.8599999999997,60675.54,1241275.4990000001,-3298638.37,7076.5159999999996]
[null,null,"BASE",10,"ACIS58",-15706.73,-5084.62,-9174.01,1257405.578,-3241190.85,7590.73]
[null,null,"BASE",10,"ACIS59",-16116.48,5267.08,84311.62,-1257693.8940000001,-3279700.13,15303.803]
[null,null,"BASE",10,"ACIS60",-15611.25,5144.32,14462.06,-1241563.814,-3222252.61,15818.018]
[null,null,"BASE",10,"ACIS61",13459.22,-4622.1899999999996,292457.09999999998,1172233.3899999999,2976913.702,-18042.927]
[null,null,"BASE",10,"ACIS62",13964.46,-4744.95,222607.54,1188363.47,3034361.2220000001,-17528.712]
[null,null,"BASE",10,"ACIS64",13554.71,5606.74,316093.18,-1326736.0020000001,2995851.9350000001,-9815.64]
[null,null,"BASE",10,"ACIS65",-16695.509999999998,-4393.4399999999996,57597.88,1108219.0109999999,-3403986.75,-42084.902000000002]
[null,null,"BASE",10,"ACIS67",-16190.27,-4516.2,-12251.67,1124349.0900000001,-3346539.23,-41570.686999999998]
[null,null,"BASE",10,"ACIS68",-16094.79,5712.74,11384.4,-1374620.3019999999,-3327601,-33343.4]
[null,null,"BASE",10,"ACIS69",13942.76,-5190.6099999999997,295534.76,1305289.878,3082262.0860000001,31118.49]
[null,null,"BASE",10,"ACIS70",14448,-5313.37,225685.2,1321419.9580000001,3139709.6069999998,31632.705000000002]
[null,null,"BASE",10,"ACIS71",14038.24,5038.33,319170.84000000003,-1193679.514,3101200.32,39345.777000000002]
[null,null,"BASE",10,"ACIS72",14543.48,4915.57,249321.28,-1177549.4339999999,3158647.84,39859.991999999998]
[null,null,"BASE",10,"ACIS73",-6010.98,-16691.47,113762.02,4112616.5780000002,-1140092.0049999999,-18688.004000000001]
[null,null,"BASE",10,"ACIS74",-5505.75,-16814.23,43912.46,4128746.6579999998,-1082644.4850000001,-18173.789000000001]
[null,null,"BASE",10,"ACIS75",3035.43,-16760.099999999999,184219.78,4131820.892,774178.13,-11475.411]
[null,null,"BASE",10,"ACIS76",3540.67,-16882.86,114370.23,4147950.9720000001,831625.65099999995,-10961.197]
[null,null,"BASE",10,"ACIS78",-5692.7,17404.98,192548.94,-4217281.4000000004,-1076964.561,8736.2870000000003]
[null,null,"BASE",10,"ACIS79",3353.72,17336.36,263006.7,-4198077.08,837305.57499999995,15948.879000000001]
[null,null,"BASE",10,"ACIS80",3858.96,17213.599999999999,193157.15,-4181947,894753.09499999997,16463.094000000001]
[null,null,"BASE",10,"ACIS81",-6292.06,-16361.03,111974.08,4035263.392,-1201333.72,-47268.894999999997]
[null,null,"BASE",10,"ACIS82",-5786.82,-16483.79,42124.52,4051393.4720000001,-1143886.2,-46754.68]
[null,null,"BASE",10,"ACIS83",2754.36,-16429.66,182431.84,4054467.7059999998,712936.41599999997,-40056.302000000003]
[null,null,"BASE",10,"ACIS84",3259.59,-16552.419999999998,112582.29,4070597.7859999998,770383.93599999999,-39542.087]
[null,null,"BASE",10,"ACIS85",-5411.62,17074.54,194336.88,-4139928.21,-1015722.846,37317.178]
[null,null,"BASE",10,"ACIS86",-4906.3900000000003,16951.78,124487.32,-4123798.13,-958275.326,37831.392999999996]
[null,null,"BASE",10,"ACIS87",3634.8,17005.919999999998,264794.64,-4120723.9,898547.28899999999,44529.77]
[null,null,"BASE",10,"ACIS88",4140.03,16883.16,194945.09,-4104593.82,955994.81,45043.985000000001]
[null,null,"BASE",10,"ACIS89",-5729.91,-17021.919999999998,115549.96,4189969.7650000001,-1078850.291,9892.8870000000006]
[null,null,"BASE",10,"ACIS90",-5224.67,-17144.68,45700.4,4206099.8439999996,-1021402.7709999999,10407.102000000001]
[null,null,"BASE",10,"ACIS91",3316.51,-17090.54,186007.72,4209174.0789999999,835419.84499999997,17105.478999999999]
[null,null,"BASE",10,"ACIS92",3821.75,-17213.3,116158.17,4225304.1579999998,892867.36499999999,17619.694]
[null,null,"BASE",10,"ACIS93",-5973.78,17735.43,190761,-4294634.58,-1138206.2749999999,-19844.603999999999]
[null,null,"BASE",10,"ACIS94",-5468.54,17612.669999999998,120911.44,-4278504.5,-1080758.7549999999,-19330.388999999999]
[null,null,"BASE",10,"ACIS95",3072.64,17666.8,261218.76,-4275430.2699999996,776063.86,-12632.012000000001]
[null,null,"BASE",10,"ACIS96",3577.88,17544.04,191369.2,-4259300.1900000004,833511.38100000005,-12117.797]
[null,null,"BASE",11,"ACIB01",1696.85,343.83,257501.37,-42278.442000000003,179212.927,-1730.4849999999999]
[null,null,"BASE",11,"ACIB02",2083.2399999999998,725.49,306471.81,-82560.168000000005,219002.46299999999,-2194.9029999999998]
[null,null,"BASE",11,"ACIS01",-12878.49,-4686.51,415445.31,1225972.5819999999,-2967379.483,-18319.78]
[null,null,"BASE",11,"ACIS02",-13386.56,-4789.3500000000004,341223.69,1238491.7479999999,-3021174.3489999999,-17805.564999999999]
[null,null,"BASE",11,"ACIS03",-12994.88,5814.67,436973.31,-1327566.4680000001,-2971685.852,-10092.493]
[null,null,"BASE",11,"ACIS04",-13502.96,5711.83,362751.69,-1315047.3019999999,-3025480.7179999999,-9578.2780000000002]
[null,null,"BASE",11,"ACIS05",17197.84,-4583.9399999999996,185874.67,1184668.0930000001,3414442.1069999998,5722.1949999999997]
[null,null,"BASE",11,"ACIS06",16689.77,-4686.78,111653.05,1197187.2590000001,3360647.2409999999,6236.41]
[null,null,"BASE",11,"ACIS07",17081.45,5917.24,207402.67,-1368870.9569999999,3410135.7370000002,13949.482]
[null,null,"BASE",11,"ACIS08",16573.37,5814.4,133181.04999999999,-1356351.79,3356340.8709999998,14463.697]
[null,null,"BASE",11,"ACIS09",-12655.24,-4406.0200000000004,413853.56,1160780.084,-2916659.8429999999,6260.9290000000001]
[null,null,"BASE",11,"ACIS10",-13163.31,-4508.8599999999997,339631.94,1173299.25,-2970454.7089999998,6775.1440000000002]
[null,null,"BASE",11,"ACIS11",-12771.63,6095.17,435381.56,-1392758.966,-2920966.2119999998,14488.216]
[null,null,"BASE",11,"ACIS12",-10941.08,-4543.24,322652.90999999997,1179980.2879999999,-2499426.0359999998,4891.1850000000004]
[null,null,"BASE",11,"ACIS13",16974.59,-4864.43,187466.42,1249860.591,3363722.4670000002,-18858.513999999999]
[null,null,"BASE",11,"ACIS14",16466.52,-4967.2700000000004,113244.81,1262379.757,3309927.6009999998,-18344.298999999999]
[null,null,"BASE",11,"ACIS15",16858.2,5636.75,208994.42,-1303678.459,3359416.0980000002,-10631.227000000001]
[null,null,"BASE",11,"ACIS16",16350.12,5533.91,134772.79999999999,-1291159.2930000001,3305621.2319999998,-10117.012000000001]
[null,null,"BASE",11,"ACIS17",-13101.73,-4967,417037.06,1291165.0789999999,-3018099.122,-42900.487999999998]
[null,null,"BASE",11,"ACIS18",-13609.81,-5069.84,342815.45,1303684.2450000001,-3071893.9879999999,-42386.273999999998]
[null,null,"BASE",11,"ACIS19",-13218.13,5534.18,438565.06,-1262373.97,-3022405.4909999999,-34673.201000000001]
[null,null,"BASE",11,"ACIS20",-13609.81,-5069.84,342815.45,1303684.2450000001,-3071893.9879999999,-42386.273999999998]
[null,null,"BASE",11,"ACIS21",17421.09,-4303.45,184282.92,1119475.595,3465161.7459999998,30302.902999999998]
[null,null,"BASE",11,"ACIS22",16913.009999999998,-4406.29,110061.3,1131994.7620000001,3411366.88,30817.117999999999]
[null,null,"BASE",11,"ACIS23",17304.7,6197.74,205810.92,-1434063.4539999999,3460855.3769999999,38530.19]
[null,null,"BASE",11,"ACIS24",16796.62,6094.9,131589.29999999999,-1421544.2879999999,3407060.5109999999,39044.404999999999]
[null,null,"BASE",11,"ACIS25",-2215.98,-16901.990000000002,309979.59000000003,4190644.9019999998,-728717.82900000003,-19503.59]
[null,null,"BASE",11,"ACIS26",-2724.05,-17004.830000000002,235757.97,4203164.068,-782512.69499999995,-18989.376]
[null,null,"BASE",11,"ACIS27",6806.92,-16871.22,241108.39,4178253.5550000002,1185828.648,-12290.998]
[null,null,"BASE",11,"ACIS28",-2724.05,-17004.830000000002,235757.97,4203164.068,-782512.69499999995,-18989.376]
[null,null,"BASE",11,"ACIS29",-2603.96,18101.96,381739.58,-4321151.93,-743072.39300000004,7920.7]
[null,null,"BASE",11,"ACIS30",-3112.04,17999.12,307517.96999999997,-4308632.76,-796867.25899999996,8434.9150000000009]
[null,null,"BASE",11,"ACIS31",6418.94,18132.73,312868.39,-4333543.28,1171474.084,15133.293]
[null,null,"BASE",11,"ACIS32",5910.86,18029.89,238646.77,-4321024.1100000003,1117679.2180000001,15647.507]
[null,null,"BASE",11,"ACIS34",-2475.52,-17228.150000000001,311834.56,4266448.7170000002,-787687.32900000003,-48084.481]
[null,null,"BASE",11,"ACIS35",6547.38,-17197.38,242963.37,4254057.37,1126859.1470000001,-40871.889000000003]
[null,null,"BASE",11,"ACIS36",6039.3,-17300.22,168741.76000000001,4266576.5360000003,1073064.281,-40357.673999999999]
[null,null,"BASE",11,"ACIS37",-2344.42,18428.12,379884.6,-4396955.75,-684102.89300000004,36501.591]
[null,null,"BASE",11,"ACIS38",-2852.49,18325.28,305662.99,-4384436.58,-737897.75899999996,37015.805999999997]
[null,null,"BASE",11,"ACIS39",6678.48,18458.89,311013.40999999997,-4409347.09,1230443.584,43714.182999999997]
[null,null,"BASE",11,"ACIS40",6170.41,18356.05,236791.8,-4396827.93,1176648.7180000001,44228.398000000001]
[null,null,"BASE",11,"ACIS41",-1956.43,-16575.830000000002,308124.61,4114841.0869999998,-669748.32900000003,9077.2999999999993]
[null,null,"BASE",11,"ACIS42",-2464.5100000000002,-16678.669999999998,233902.99,4127360.253,-723543.19499999995,9591.5149999999994]
[null,null,"BASE",11,"ACIS43",7066.47,-16545.060000000001,239253.42,4102449.74,1244798.148,16289.893]
[null,null,"BASE",11,"ACIS44",6558.39,-16647.900000000001,165031.79999999999,4114968.906,1191003.2819999999,16804.108]
[null,null,"BASE",11,"ACIS45",-2863.51,17775.8,383594.56,-4245348.12,-802041.89300000004,-20660.190999999999]
[null,null,"BASE",11,"ACIS46",-3371.58,17672.96,309372.95,-4232828.95,-855836.75899999996,-20145.975999999999]
[null,null,"BASE",11,"ACIS47",6159.39,17806.57,314723.37,-4257739.46,1112504.5830000001,-13447.598]
[null,null,"BASE",11,"ACIS48",5651.31,17703.73,240501.75,-4245220.3,1058709.7169999999,-12933.383]
[null,null,"BASE",11,"ACIS49",-13635.1,-5029.43,306668.73,1263983.1880000001,-3046651.8670000001,-17504.192999999999]
[null,null,"BASE",11,"ACIS50",-14143.17,-5132.2700000000004,232447.11,1276502.3540000001,-3100446.733,-16989.977999999999]
[null,null,"BASE",11,"ACIS51",-13751.49,5471.76,328196.71999999997,-1289555.862,-3050958.236,-9276.9060000000009]
[null,null,"BASE",11,"ACIS52",-14259.57,5368.92,253975.11,-1277036.696,-3104753.102,-8762.6910000000007]
[null,null,"BASE",11,"ACIS54",16441.23,-4926.8599999999997,77098.09,1222678.699,3335169.7230000002,6537.7809999999999]
[null,null,"BASE",11,"ACIS55",16324.83,5574.33,98626.08,-1330860.351,3330863.3530000001,14765.069]
[null,null,"BASE",11,"ACIS56",15816.76,5471.49,24404.47,-1318341.1839999999,3277068.4870000002,15279.282999999999]
[null,null,"BASE",11,"ACIS57",-13411.85,-4748.9399999999996,305076.96999999997,1198790.69,-2995932.227,7076.5159999999996]
[null,null,"BASE",11,"ACIS58",-13919.93,-4851.78,230855.36,1211309.8559999999,-3049727.0929999999,7590.73]
[null,null,"BASE",11,"ACIS59",-13528.24,5752.25,326604.96999999997,-1354748.36,-3000238.5959999999,15303.803]
[null,null,"BASE",11,"ACIS60",-14036.32,5649.41,252383.35999999999,-1342229.193,-3054033.4619999998,15818.018]
[null,null,"BASE",11,"ACIS61",16217.98,-5207.3500000000004,78689.84,1287871.1969999999,3284450.0830000001,-18042.927]
[null,null,"BASE",11,"ACIS62",15709.9,-5310.19,4468.22,1300390.3629999999,3230655.2170000002,-17528.712]
[null,null,"BASE",11,"ACIS64",16101.58,5293.84,100217.84,-1265667.8529999999,3280143.7140000002,-9815.64]
[null,null,"BASE",11,"ACIS65",-13858.35,-5309.92,308260.47999999998,1329175.6850000001,-3097371.5060000001,-42084.902000000002]
[null,null,"BASE",11,"ACIS67",-14366.42,-5412.76,234038.86,1341694.851,-3151166.372,-41570.686999999998]
[null,null,"BASE",11,"ACIS68",-14482.82,5088.43,255566.86,-1211844.1980000001,-3155472.7420000001,-33343.4]
[null,null,"BASE",11,"ACIS69",16664.48,-4646.37,75506.33,1157486.2009999999,3385889.3620000002,31118.49]
[null,null,"BASE",11,"ACIS70",16156.4,-4749.21,1284.72,1170005.368,3332094.4959999998,31632.705000000002]
[null,null,"BASE",11,"ACIS71",16548.080000000002,5854.82,97034.33,-1396052.848,3381582.9929999998,39345.777000000002]
[null,null,"BASE",11,"ACIS72",16040.01,5751.98,22812.720000000001,-1383533.682,3327788.1269999999,39859.991999999998]
[null,null,"BASE",11,"ACIS73",-2972.59,-17244.91,201203,4228655.5080000004,-807990.21299999999,-18688.004000000001]
[null,null,"BASE",11,"ACIS74",-3480.67,-17347.75,126981.39,4241174.6739999996,-861785.07900000003,-18173.789000000001]
[null,null,"BASE",11,"ACIS75",6050.31,-17214.14,132331.81,4216264.1610000003,1106556.264,-11475.411]
[null,null,"BASE",11,"ACIS76",5542.23,-17316.98,58110.2,4228783.3269999996,1052761.398,-10961.197]
[null,null,"BASE",11,"ACIS78",-3360.57,17759.04,272963,-4283141.32,-822344.777,8736.2870000000003]
[null,null,"BASE",11,"ACIS79",5662.32,17789.810000000001,204091.81,-4295532.67,1092201.7,15948.879000000001]
[null,null,"BASE",11,"ACIS80",5154.25,17686.97,129870.19,-4283013.5,1038406.834,16463.094000000001]
[null,null,"BASE",11,"ACIS81",-3232.13,-17571.07,203057.98,4304459.3229999999,-866959.71299999999,-47268.894999999997]
[null,null,"BASE",11,"ACIS82",-3740.21,-17673.91,128836.37,4316978.4890000001,-920754.58,-46754.68]
[null,null,"BASE",11,"ACIS83",5790.76,-17540.3,134186.79,4292067.9759999998,1047586.763,-40056.302000000003]
[null,null,"BASE",11,"ACIS84",5282.69,-17643.14,59965.18,4304587.142,993791.897,-39542.087]
[null,null,"BASE",11,"ACIS85",-3101.03,18085.2,271108.02,-4358945.1399999997,-763375.277,37317.178]
[null,null,"BASE",11,"ACIS86",-3609.1,17982.36,196886.41,-4346425.97,-817170.14300000004,37831.392999999996]
[null,null,"BASE",11,"ACIS87",5921.87,18115.97,202236.83,-4371336.49,1151171.2,44529.77]
[null,null,"BASE",11,"ACIS88",5413.79,18013.13,128015.21,-4358817.32,1097376.334,45043.985000000001]
[null,null,"BASE",11,"ACIS89",-2713.04,-16918.75,199348.02,4152851.693,-749020.71299999999,9892.8870000000006]
[null,null,"BASE",11,"ACIS90",-3221.12,-17021.59,125126.41,4165370.8590000002,-802815.57900000003,10407.102000000001]
[null,null,"BASE",11,"ACIS91",6309.86,-16887.98,130476.83,4140460.3459999999,1165525.764,17105.478999999999]
[null,null,"BASE",11,"ACIS92",5801.78,-16990.82,56255.22,4152979.5120000001,1111730.898,17619.694]
[null,null,"BASE",11,"ACIS93",-3620.12,17432.88,274817.98,-4207337.51,-881314.277,-19844.603999999999]
[null,null,"BASE",11,"ACIS94",-4128.2,17330.04,200596.36,-4194818.34,-935109.14300000004,-19330.388999999999]
[null,null,"BASE",11,"ACIS95",5402.78,17463.650000000001,205946.79,-4219728.8600000003,1033232.199,-12632.012000000001]
[null,null,"BASE",11,"ACIS96",4894.7,17360.810000000001,131725.17000000001,-4207209.6900000004,979437.33299999998,-12117.797]
[null,null,"BASE",12,"ACIB01",-1969.94,-381.1,198658.45,47845.133999999998,-222673.821,-1730.4849999999999]
[null,null,"BASE",12,"ACIB02",-2282.2600000000002,-390.63,229429.35,52682.165000000001,-259479.02900000001,-2194.9029999999998]
[null,null,"BASE",12,"ACIS01",-11215.33,-6125.63,257128.5,1513704.6969999999,-2767153.5359999998,-18319.78]
[null,null,"BASE",12,"ACIS02",-10625.66,-6011.1,197601.28,1499235.93,-2700632.827,-17805.564999999999]
[null,null,"BASE",12,"ACIS03",-10928.18,4775.53,277880.45,-1137766.7069999999,-2727323.79,-10092.493]
[null,null,"BASE",12,"ACIS04",-10338.52,4890.0600000000004,218353.22,-1152235.4739999999,-2660803.0809999998,-9578.2780000000002]
[null,null,"BASE",12,"ACIS05",6219.3,-5623.34,196142.47,1248845.7660000001,2193306.8390000002,5722.1949999999997]
[null,null,"BASE",12,"ACIS06",6808.97,-5508.81,136615.25,1234376.9990000001,2259827.548,6236.41]
[null,null,"BASE",12,"ACIS07",6506.45,5277.82,216894.42,-1402625.638,2233136.5839999998,13949.482]
[null,null,"BASE",12,"ACIS08",7096.11,5392.35,157367.20000000001,-1417094.405,2299657.2930000001,14463.697]
[null,null,"BASE",12,"ACIS09",-11066.34,-4464.53,259235.48,1116754.7080000001,-2724870.5669999998,6260.9290000000001]
[null,null,"BASE",12,"ACIS10",-10476.68,-4350,199708.26,1102285.9410000001,-2658349.858,6775.1440000000002]
[null,null,"BASE",12,"ACIS11",-10779.2,6436.63,279987.43,-1534716.696,-2685040.821,14488.216]
[null,null,"BASE",12,"ACIS12",-9191.43,-4561.49,194818.26,1141964.0190000001,-2292657.7749999999,4891.1850000000004]
[null,null,"BASE",12,"ACIS13",6070.32,-7284.44,194035.49,1645795.754,2151023.87,-18858.513999999999]
[null,null,"BASE",12,"ACIS14",6659.98,-7169.91,134508.26999999999,1631326.987,2217544.5789999999,-18344.298999999999]
[null,null,"BASE",12,"ACIS15",6357.46,3616.72,214787.44,-1005675.649,2190853.6159999999,-10631.227000000001]
[null,null,"BASE",12,"ACIS16",6947.13,3731.25,155260.21,-1020144.416,2257374.3250000002,-10117.012000000001]
[null,null,"BASE",12,"ACIS17",-11364.31,-7786.73,255021.52,1910654.6850000001,-2809436.5049999999,-42900.487999999998]
[null,null,"BASE",12,"ACIS18",-10774.65,-7672.2,195494.3,1896185.9180000001,-2742915.7960000001,-42386.273999999998]
[null,null,"BASE",12,"ACIS19",-11077.17,3114.43,275773.46000000002,-740816.71799999999,-2769606.7590000001,-34673.201000000001]
[null,null,"BASE",12,"ACIS20",-10774.65,-7672.2,195494.3,1896185.9180000001,-2742915.7960000001,-42386.273999999998]
[null,null,"BASE",12,"ACIS21",6368.29,-3962.24,198249.45,851895.777,2235589.8080000002,30302.902999999998]
[null,null,"BASE",12,"ACIS22",6957.95,-3847.71,138722.23000000001,837427.01,2302110.517,30817.117999999999]
[null,null,"BASE",12,"ACIS23",6655.43,6938.92,219001.4,-1799575.6270000001,2275419.5529999998,38530.19]
[null,null,"BASE",12,"ACIS24",7245.1,7053.45,159474.18,-1814044.3929999999,2341940.2620000001,39044.404999999999]
[null,null,"BASE",12,"ACIS25",-5448.21,-18667.849999999999,211572.78,4514387.375,-1077460.442,-19503.59]
[null,null,"BASE",12,"ACIS26",-4858.55,-18553.32,152045.56,4499918.608,-1010939.733,-18989.376]
[null,null,"BASE",12,"ACIS27",-217.82,-18517.16,193276.98,4434929.6950000003,410677.67099999997,-12290.998]
[null,null,"BASE",12,"ACIS28",-4858.55,-18553.32,152045.56,4499918.608,-1010939.733,-18989.376]
[null,null,"BASE",12,"ACIS29",-4491.0600000000004,17669.349999999999,280745.94,-4323850.6399999997,-944694.62199999997,7920.7]
[null,null,"BASE",12,"ACIS30",-3901.39,17783.88,221218.72,-4338319.4000000004,-878173.91299999994,8434.9150000000009]
[null,null,"BASE",12,"ACIS31",739.33,17820.04,262450.13,-4403308.32,543443.49,15133.293]
[null,null,"BASE",12,"ACIS32",1329,17934.57,202922.91,-4417777.08,609964.19900000002,15647.507]
[null,null,"BASE",12,"ACIS34",-5621.42,-20598.97,209111.38,4975903.3949999996,-1126621.629,-48084.481]
[null,null,"BASE",12,"ACIS35",-391.03,-20448.28,190815.58,4896445.716,361516.48300000001,-40871.889000000003]
[null,null,"BASE",12,"ACIS36",198.63,-20333.75,131288.35,4881976.949,428037.19199999998,-40357.673999999999]
[null,null,"BASE",12,"ACIS37",-4317.8500000000004,19600.47,283207.34000000003,-4785366.66,-895533.43500000006,36501.591]
[null,null,"BASE",12,"ACIS38",-3728.18,19715,223680.12,-4799835.42,-829012.72600000002,37015.805999999997]
[null,null,"BASE",12,"ACIS39",912.54,19751.16,264911.53000000003,-4864824.34,592604.67700000003,43714.182999999997]
[null,null,"BASE",12,"ACIS40",1502.21,19865.689999999999,205384.31,-4879293.0999999996,659125.38600000006,44228.398000000001]
[null,null,"BASE",12,"ACIS41",-5275.01,-16736.73,214034.18,4052871.3539999998,-1028299.254,9077.2999999999993]
[null,null,"BASE",12,"ACIS42",-4685.34,-16622.2,154506.96,4038402.5869999998,-961778.54500000004,9591.5149999999994]
[null,null,"BASE",12,"ACIS43",-44.62,-16586.04,195738.38,3973413.6749999998,459838.85800000001,16289.893]
[null,null,"BASE",12,"ACIS44",545.04999999999995,-16471.509999999998,136211.15,3958944.9079999998,526359.56700000004,16804.108]
[null,null,"BASE",12,"ACIS45",-4664.2700000000004,15738.24,278284.53999999998,-3862334.62,-993855.81,-20660.190999999999]
[null,null,"BASE",12,"ACIS46",-4074.6,15852.76,218757.32,-3876803.38,-927335.10100000002,-20145.975999999999]
[null,null,"BASE",12,"ACIS47",566.12,15888.92,259988.73,-3941792.3,494282.30300000001,-13447.598]
[null,null,"BASE",12,"ACIS48",1155.79,16003.45,200461.51,-3956261.06,560803.01199999999,-12933.383]
[null,null,"BASE",12,"ACIS49",-10422.11,-6003.98,177589.66,1496157.1370000001,-2676552.8709999998,-17504.192999999999]
[null,null,"BASE",12,"ACIS50",-9832.4500000000007,-5889.45,118062.44,1481688.37,-2610032.162,-16989.977999999999]
[null,null,"BASE",12,"ACIS51",-10134.969999999999,4897.18,198341.6,-1155314.267,-2636723.125,-9276.9060000000009]
[null,null,"BASE",12,"ACIS52",-9545.2999999999993,5011.71,138814.38,-1169783.034,-2570202.4160000002,-8762.6910000000007]
[null,null,"BASE",12,"ACIS54",7012.52,-5501.69,116603.63,1231298.206,2283907.5040000002,6537.7809999999999]
[null,null,"BASE",12,"ACIS55",7299.66,5399.47,137355.57999999999,-1420173.1980000001,2323737.25,14765.069]
[null,null,"BASE",12,"ACIS56",7889.33,5514,77828.350000000006,-1434641.9650000001,2390257.9589999998,15279.282999999999]
[null,null,"BASE",12,"ACIS57",-10273.129999999999,-4342.88,179696.64000000001,1099207.148,-2634269.9019999998,7076.5159999999996]
[null,null,"BASE",12,"ACIS58",-9683.4599999999991,-4228.3500000000004,120169.42,1084738.3810000001,-2567749.193,7590.73]
[null,null,"BASE",12,"ACIS59",-9985.98,6558.28,200448.59,-1552264.2560000001,-2594440.156,15303.803]
[null,null,"BASE",12,"ACIS60",-9396.32,6672.81,140921.35999999999,-1566733.0220000001,-2527919.4470000002,15818.018]
[null,null,"BASE",12,"ACIS61",6863.53,-7162.79,114496.65,1628248.1939999999,2241624.5350000001,-18042.927]
[null,null,"BASE",12,"ACIS62",7453.2,-7048.26,54969.42,1613779.4269999999,2308145.2439999999,-17528.712]
[null,null,"BASE",12,"ACIS64",7150.68,3738.37,135248.59,-1023223.209,2281454.281,-9815.64]
[null,null,"BASE",12,"ACIS65",-10571.1,-7665.08,175482.68,1893107.125,-2718835.84,-42084.902000000002]
[null,null,"BASE",12,"ACIS67",-9981.44,-7550.55,115955.45,1878638.358,-2652315.1310000001,-41570.686999999998]
[null,null,"BASE",12,"ACIS68",-9694.2900000000009,3350.61,136707.4,-772833.04500000004,-2612485.3849999998,-33343.4]
[null,null,"BASE",12,"ACIS69",7161.5,-3840.59,118710.61,834348.21699999995,2326190.4730000002,31118.49]
[null,null,"BASE",12,"ACIS70",7751.17,-3726.06,59183.39,819879.45,2392711.182,31632.705000000002]
[null,null,"BASE",12,"ACIS71",7448.65,7060.57,139462.56,-1817123.1869999999,2366020.219,39345.777000000002]
[null,null,"BASE",12,"ACIS72",8038.31,7175.1,79935.34,-1831591.953,2432540.9279999998,39859.991999999998]
[null,null,"BASE",12,"ACIS73",-4655,-18546.2,132033.94,4496839.8150000004,-986859.77599999995,-18688.004000000001]
[null,null,"BASE",12,"ACIS74",-4065.33,-18431.669999999998,72506.720000000001,4482371.0480000004,-920339.06700000004,-18173.789000000001]
[null,null,"BASE",12,"ACIS75",575.39,-18395.509999999998,113738.13,4417382.1349999998,501278.33600000001,-11475.411]
[null,null,"BASE",12,"ACIS76",1165.06,-18280.98,54210.91,4402913.3689999999,567799.04500000004,-10961.197]
[null,null,"BASE",12,"ACIS78",-3697.84,17791,201207.1,-4341398.2,-854093.95700000005,8736.2870000000003]
[null,null,"BASE",12,"ACIS79",1532.55,17941.689999999999,182911.29,-4420855.88,634044.15500000003,15948.879000000001]
[null,null,"BASE",12,"ACIS80",2122.21,18056.22,123384.07,-4435324.6399999997,700564.86399999994,16463.094000000001]
[null,null,"BASE",12,"ACIS81",-4828.21,-20477.32,129572.54,4958355.835,-1036020.964,-47268.894999999997]
[null,null,"BASE",12,"ACIS82",-4238.54,-20362.79,70045.320000000007,4943887.068,-969500.255,-46754.68]
[null,null,"BASE",12,"ACIS83",402.18,-20326.63,111276.73,4878898.1560000004,452117.14899999998,-40056.302000000003]
[null,null,"BASE",12,"ACIS84",991.85,-20212.099999999999,51749.51,4864429.3890000004,518637.85800000001,-39542.087]
[null,null,"BASE",12,"ACIS85",-3524.63,19722.12,203668.5,-4802914.22,-804932.77,37317.178]
[null,null,"BASE",12,"ACIS86",-2934.97,19836.650000000001,144141.28,-4817382.9800000004,-738412.06099999999,37831.392999999996]
[null,null,"BASE",12,"ACIS87",1705.76,19872.810000000001,185372.69,-4882371.9000000004,683205.34299999999,44529.77]
[null,null,"BASE",12,"ACIS88",2295.42,19987.34,125845.47,-4896840.66,749726.05200000003,45043.985000000001]
[null,null,"BASE",12,"ACIS89",-4481.79,-16615.080000000002,134495.34,4035323.7940000002,-937698.58900000004,9892.8870000000006]
[null,null,"BASE",12,"ACIS90",-3892.13,-16500.55,74968.12,4020855.0269999998,-871177.88,10407.102000000001]
[null,null,"BASE",12,"ACIS91",748.6,-16464.39,116199.53,3955866.1150000002,550439.52300000004,17105.478999999999]
[null,null,"BASE",12,"ACIS92",1338.26,-16349.87,56672.31,3941397.3480000002,616960.23199999996,17619.694]
[null,null,"BASE",12,"ACIS93",-3871.05,15859.88,198745.7,-3879882.18,-903255.14399999997,-19844.603999999999]
[null,null,"BASE",12,"ACIS94",-3281.39,15974.41,139218.48000000001,-3894350.94,-836734.43500000006,-19330.388999999999]
[null,null,"BASE",12,"ACIS95",1359.34,16010.57,180449.89,-3959339.86,584882.96799999999,-12632.012000000001]
[null,null,"BASE",12,"ACIS96",1949,16125.1,120922.67,-3973808.62,651403.67700000003,-12117.797]
[null,null,"BASE",13,"ACIB01",-159.06,639.61,127121.25,-83658.914000000004,-26252.19,-1333.145]
[null,null,"BASE",13,"ACIB02",-173.74,579.95000000000005,138373.64000000001,-80119.490000000005,-30857.572,-1690.9269999999999]
[null,null,"BASE",13,"ACIS01",-5944.01,-1871.27,98651.9,536255.55500000005,-1988804.88,-14113.342000000001]
[null,null,"BASE",13,"ACIS02",-5896.74,-2062.96,60532.99,561217.60400000005,-1981103.8119999999,-13717.197]
[null,null,"BASE",13,"ACIS03",-5914.37,3300.7,135219.87,-865819.90300000005,-1964819.3729999999,-7775.1369999999997]
[null,null,"BASE",13,"ACIS04",-5867.11,3109.01,97100.96,-840857.85400000005,-1957118.3049999999,-7378.9920000000002]
[null,null,"BASE",13,"ACIS05",5547.68,-1972.9,157586.9,686927.76100000006,1901669.932,4408.3109999999997]
[null,null,"BASE",13,"ACIS06",5594.94,-2164.59,119467.99,711889.81,1909371.0009999999,4804.4560000000001]
[null,null,"BASE",13,"ACIS07",5577.31,3199.08,194154.87,-715147.69700000004,1925655.439,10746.516]
[null,null,"BASE",13,"ACIS08",5624.58,3007.38,156035.95000000001,-690185.64800000004,1933356.507,11142.661]
[null,null,"BASE",13,"ACIS09",-5679.8,-2762.69,95094.1,772146.36600000004,-1897249.8289999999,4823.3459999999995]
[null,null,"BASE",13,"ACIS10",-5632.54,-2954.38,56975.19,797108.41500000004,-1889548.76,5219.491]
[null,null,"BASE",13,"ACIS11",-5650.17,2409.2800000000002,131662.07,-629929.09100000001,-1873264.3219999999,11161.550999999999]
[null,null,"BASE",13,"ACIS12",-4810.3,-2828.29,61928.99,773025.20900000003,-1611496.4069999999,3768.1120000000001]
[null,null,"BASE",13,"ACIS13",5283.48,-1081.48,161144.70000000001,451036.95,1810114.88,-14528.376]
[null,null,"BASE",13,"ACIS14",5330.74,-1273.17,123025.79,475998.99900000001,1817815.949,-14132.231]
[null,null,"BASE",13,"ACIS15",5313.11,4090.49,197712.67,-951038.50800000003,1834100.3870000001,-8190.1719999999996]
[null,null,"BASE",13,"ACIS16",5360.37,3898.8,159593.75,-926076.45900000003,1841801.456,-7794.0259999999998]
[null,null,"BASE",13,"ACIS17",-6208.21,-979.86,102209.7,300364.74400000001,-2080359.932,-33050.03]
[null,null,"BASE",13,"ACIS18",-6160.94,-1171.55,64090.79,325326.79300000001,-2072658.8629999999,-32653.884999999998]
[null,null,"BASE",13,"ACIS19",-6178.57,4192.1099999999997,138777.67000000001,-1101710.7139999999,-2056374.425,-26711.825000000001]
[null,null,"BASE",13,"ACIS20",-6160.94,-1171.55,64090.79,325326.79300000001,-2072658.8629999999,-32653.884999999998]
[null,null,"BASE",13,"ACIS21",5811.88,-2864.31,154029.1,922818.57200000004,1993224.983,23344.999]
[null,null,"BASE",13,"ACIS22",5859.14,-3056,115910.19,947780.62100000004,2000926.0519999999,23741.144]
[null,null,"BASE",13,"ACIS23",5841.51,2307.66,190597.07,-479256.88500000001,2017210.49,29683.204000000002]
[null,null,"BASE",13,"ACIS24",5888.78,2115.9699999999998,152478.15,-454294.837,2024911.5589999999,30079.348999999998]
[null,null,"BASE",13,"ACIS25",-1956.49,-7940.81,76616.53,2224745.5279999999,-655121.78700000001,-15025.335999999999]
[null,null,"BASE",13,"ACIS26",-1909.23,-8132.5,38497.61,2249707.577,-647420.71900000004,-14629.191000000001]
[null,null,"BASE",13,"ACIS27",1491.01,-7971.3,94297.02,2269947.19,512020.65600000002,-9468.84]
[null,null,"BASE",13,"ACIS28",-1909.23,-8132.5,38497.61,2249707.577,-647420.71900000004,-14629.191000000001]
[null,null,"BASE",13,"ACIS29",-1857.71,9299.1,198509.75,-2448839.3309999998,-575170.098,6102.0140000000001]
[null,null,"BASE",13,"ACIS30",-1810.44,9107.41,160390.82999999999,-2423877.2820000001,-567469.02899999998,6498.1589999999997]
[null,null,"BASE",13,"ACIS31",1589.8,9268.61,216190.24,-2403637.67,591972.34600000002,11658.51]
[null,null,"BASE",13,"ACIS32",1637.06,9076.92,178071.33,-2378675.6209999998,599673.41399999999,12054.655000000001]
[null,null,"BASE",13,"ACIS34",-2263.61,-6904.48,80761.84,1950483.21,-761567.25399999996,-37043.716999999997]
[null,null,"BASE",13,"ACIS35",1183.9000000000001,-6934.97,98442.34,1995684.872,405575.18900000001,-31487.221000000001]
[null,null,"BASE",13,"ACIS36",1231.1600000000001,-7126.66,60323.42,2020646.9210000001,413276.25799999997,-31091.076000000001]
[null,null,"BASE",13,"ACIS37",-1550.59,8262.77,194364.43,-2174577.0129999998,-468724.63099999999,28120.395]
[null,null,"BASE",13,"ACIS38",-1503.33,8071.08,156245.51999999999,-2149614.9640000002,-461023.56199999998,28516.54]
[null,null,"BASE",13,"ACIS39",1896.92,8232.2900000000009,212044.93,-2129375.352,698417.81200000003,33676.891000000003]
[null,null,"BASE",13,"ACIS40",1944.18,8040.6,173926.02,-2104413.3029999998,706118.88100000005,34073.036]
[null,null,"BASE",13,"ACIS41",-1649.37,-8977.1299999999992,72471.210000000006,2499007.8459999999,-548676.321,6993.0450000000001]
[null,null,"BASE",13,"ACIS42",-1602.11,-9168.83,34352.300000000003,2523969.895,-540975.25199999998,7389.19]
[null,null,"BASE",13,"ACIS43",1798.13,-9007.6200000000008,90151.71,2544209.5079999999,618466.12300000002,12549.540999999999]
[null,null,"BASE",13,"ACIS44",1845.39,-9199.31,52032.800000000003,2569171.557,626167.19200000004,12945.686]
[null,null,"BASE",13,"ACIS45",-2164.8200000000002,10335.42,202655.06,-2723101.6490000002,-681615.56499999994,-15916.367]
[null,null,"BASE",13,"ACIS46",-2117.56,10143.73,164536.15,-2698139.6,-673914.49600000004,-15520.222]
[null,null,"BASE",13,"ACIS47",1282.68,10304.94,220335.56,-2677899.9870000002,485526.87900000002,-10359.870999999999]
[null,null,"BASE",13,"ACIS48",1329.94,10113.25,182216.64,-2652937.9389999998,493227.94799999997,-9963.7260000000006]
[null,null,"BASE",13,"ACIS49",-5886.54,-2028.15,53028.78,559439.87100000004,-1977957.101,-13485.023999999999]
[null,null,"BASE",13,"ACIS50",-5839.28,-2219.84,14909.86,584401.92000000004,-1970256.0330000001,-13088.879000000001]
[null,null,"BASE",13,"ACIS51",-5856.91,3143.82,89596.74,-842635.58700000006,-1953971.595,-7146.8190000000004]
[null,null,"BASE",13,"ACIS52",-5809.65,2952.13,51477.83,-817673.53799999994,-1946270.5260000001,-6750.674]
[null,null,"BASE",13,"ACIS54",5605.14,-2129.7800000000002,111963.77,710112.07700000005,1912517.7109999999,5036.63]
[null,null,"BASE",13,"ACIS55",5634.77,3042.2,148531.74,-691963.38100000005,1936503.2169999999,11374.834999999999]
[null,null,"BASE",13,"ACIS56",5682.04,2850.5,110412.83,-667001.33200000005,1944204.2860000001,11770.98]
[null,null,"BASE",13,"ACIS57",-5622.34,-2919.57,49470.98,795330.68200000003,-1886402.05,5451.6639999999998]
[null,null,"BASE",13,"ACIS58",-5575.08,-3111.26,11352.06,820292.73100000003,-1878700.9809999999,5847.8090000000002]
[null,null,"BASE",13,"ACIS59",-5592.71,2252.41,86038.94,-606744.77599999995,-1862416.5430000001,11789.869000000001]
[null,null,"BASE",13,"ACIS60",-5545.44,2060.71,47920.03,-581782.72699999996,-1854715.4750000001,12186.013999999999]
[null,null,"BASE",13,"ACIS61",5340.94,-1238.3599999999999,115521.57,474221.266,1820962.659,-13900.058000000001]
[null,null,"BASE",13,"ACIS62",5388.2,-1430.05,77402.66,499183.315,1828663.7279999999,-13503.913]
[null,null,"BASE",13,"ACIS64",5370.57,3933.61,152089.54,-927854.19200000004,1844948.166,-7561.8530000000001]
[null,null,"BASE",13,"ACIS65",-6150.74,-1136.74,56586.58,323549.06,-2069512.1529999999,-32421.710999999999]
[null,null,"BASE",13,"ACIS67",-6103.48,-1328.43,18467.66,348511.109,-2061811.084,-32025.565999999999]
[null,null,"BASE",13,"ACIS68",-6073.85,3843.54,55035.63,-1053564.3489999999,-2037825.577,-25687.361000000001]
[null,null,"BASE",13,"ACIS69",5869.34,-3021.19,108405.97,946002.88800000004,2004072.7620000001,23973.316999999999]
[null,null,"BASE",13,"ACIS70",5916.6,-3212.88,70287.06,970964.93700000003,2011773.831,24369.462]
[null,null,"BASE",13,"ACIS71",5898.98,2150.7800000000002,144973.94,-456072.57,2028058.2690000001,30311.522000000001]
[null,null,"BASE",13,"ACIS72",5946.24,1959.09,106855.03,-431110.52100000001,2035759.338,30707.667000000001]
[null,null,"BASE",13,"ACIS73",-1899.03,-8097.69,30993.4,2247929.844,-644274.00800000003,-14397.017]
[null,null,"BASE",13,"ACIS74",-1851.77,-8289.3799999999992,-7125.51,2272891.8930000002,-636572.93999999994,-14000.871999999999]
[null,null,"BASE",13,"ACIS75",1548.48,-8128.18,48673.9,2293131.5060000001,522868.435,-8840.5210000000006]
[null,null,"BASE",13,"ACIS76",1595.74,-8319.8700000000008,10554.98,2318093.5550000002,530569.50399999996,-8444.3760000000002]
[null,null,"BASE",13,"ACIS78",-1800.24,9142.2199999999993,152886.62,-2425655.0150000001,-564322.31900000002,6730.3320000000003]
[null,null,"BASE",13,"ACIS79",1647.26,9111.73,170567.12,-2380453.3539999998,602820.125,12286.828]
[null,null,"BASE",13,"ACIS80",1694.52,8920.0400000000009,132448.20000000001,-2355491.3050000002,610521.19299999997,12682.973]
[null,null,"BASE",13,"ACIS81",-2206.15,-7061.36,35138.71,1973667.5260000001,-750719.47499999998,-36415.398000000001]
[null,null,"BASE",13,"ACIS82",-2158.88,-7253.06,-2980.2,1998629.575,-743018.40700000001,-36019.252999999997]
[null,null,"BASE",13,"ACIS83",1241.3599999999999,-7091.85,52819.21,2018869.1880000001,416422.96799999999,-30858.901999999998]
[null,null,"BASE",13,"ACIS84",1288.6199999999999,-7283.54,14700.3,2043831.237,424124.03700000001,-30462.757000000001]
[null,null,"BASE",13,"ACIS85",-1493.13,8105.89,148741.31,-2151392.6970000002,-457876.85200000001,28748.713]
[null,null,"BASE",13,"ACIS86",-1445.86,7914.2,110622.39,-2126430.6490000002,-450175.78399999999,29144.858]
[null,null,"BASE",13,"ACIS87",1954.38,8075.41,166421.79999999999,-2106191.0359999998,709265.59100000001,34305.209000000003]
[null,null,"BASE",13,"ACIS88",2001.64,7883.72,128302.89,-2081228.987,716966.66,34701.353999999999]
[null,null,"BASE",13,"ACIS89",-1591.91,-9134.01,26848.09,2522192.162,-537828.54200000002,7621.3630000000003]
[null,null,"BASE",13,"ACIS90",-1544.65,-9325.7099999999991,-11270.83,2547154.2110000001,-530127.473,8017.5079999999998]
[null,null,"BASE",13,"ACIS91",1855.59,-9164.5,44528.58,2567393.824,629313.902,13177.859]
[null,null,"BASE",13,"ACIS92",1902.85,-9356.19,6409.67,2592355.8730000001,637014.97100000002,13574.004000000001]
[null,null,"BASE",13,"ACIS93",-2107.36,10178.549999999999,157031.93,-2699917.3330000001,-670767.78599999996,-15288.049000000001]
[null,null,"BASE",13,"ACIS94",-2060.1,9986.85,118913.02,-2674955.284,-663066.71699999995,-14891.903]
[null,null,"BASE",13,"ACIS95",1340.14,10148.06,174712.43,-2654715.6719999998,496374.658,-9731.5529999999999]
[null,null,"BASE",13,"ACIS96",1387.41,9956.3700000000008,136593.51999999999,-2629753.6230000001,504075.72700000001,-9335.4069999999992]
[null,null,"BASE",14,"ACIB01",197.35,34.71,15041.36,-10084.736999999999,14274.583000000001,-954.673]
[null,null,"BASE",14,"ACIB02",236.29,38.17,17439.580000000002,-11488.857,16071.597,-1210.8820000000001]
[null,null,"BASE",14,"ACIS01",-13108.19,-948.05,18224.169999999998,318919.59899999999,-2526954.0720000002,-10106.643]
[null,null,"BASE",14,"ACIS02",-13167.26,-958.21,13714.19,321857.43599999999,-2531323.7390000001,-9822.9609999999993]
[null,null,"BASE",14,"ACIS03",-12899.09,1235.6300000000001,18384.5,-413618.53499999997,-2487158.861,-5567.8190000000004]
[null,null,"BASE",14,"ACIS04",-12958.16,1225.48,13874.52,-410680.69799999997,-2491528.5279999999,-5284.1369999999997]
[null,null,"BASE",14,"ACIS05",13380.39,-1155.46,17594.400000000001,389836.58100000001,2520794.5419999999,3156.8159999999998]
[null,null,"BASE",14,"ACIS06",13321.32,-1165.6099999999999,13084.42,392774.41800000001,2516424.875,3440.498]
[null,null,"BASE",14,"ACIS07",13589.49,1028.23,17754.73,-342701.55300000001,2560589.753,7695.64]
[null,null,"BASE",14,"ACIS08",13530.42,1018.07,13244.75,-339763.71500000003,2556220.0860000001,7979.3220000000001]
[null,null,"BASE",14,"ACIS09",-12470,-1159.71,18196.07,389848.01699999999,-2405989.11,3454.0250000000001]
[null,null,"BASE",14,"ACIS10",-12529.07,-1169.8599999999999,13686.1,392785.85399999999,-2410358.7769999998,3737.7060000000001]
[null,null,"BASE",14,"ACIS11",-12260.89,1023.98,18356.400000000001,-342690.11700000003,-2366193.8990000002,7992.848]
[null,null,"BASE",14,"ACIS12",-10638.15,-1153.67,13643.08,387465.36499999999,-2049922.375,2698.366]
[null,null,"BASE",14,"ACIS13",12742.19,-943.8,17622.490000000002,318908.163,2399829.58,-10403.851000000001]
[null,null,"BASE",14,"ACIS14",12683.12,-953.95,13112.51,321846,2395459.9130000002,-10120.169]
[null,null,"BASE",14,"ACIS15",12951.3,1239.8800000000001,17782.82,-413629.97100000002,2439624.7910000002,-5865.027]
[null,null,"BASE",14,"ACIS16",12892.23,1229.73,13272.84,-410692.13400000002,2435255.1239999998,-5581.3459999999995]
[null,null,"BASE",14,"ACIS17",-13746.38,-736.4,18252.259999999998,247991.18,-2647919.0350000001,-23667.31]
[null,null,"BASE",14,"ACIS18",-13805.45,-746.55,13742.28,250929.01800000001,-2652288.7009999999,-23383.628000000001]
[null,null,"BASE",14,"ACIS19",-13537.28,1447.29,18412.59,-484546.95299999998,-2608123.8229999999,-19128.486000000001]
[null,null,"BASE",14,"ACIS20",-13805.45,-746.55,13742.28,250929.01800000001,-2652288.7009999999,-23383.628000000001]
[null,null,"BASE",14,"ACIS21",14018.58,-1367.11,17566.3,460764.99900000001,2641759.5040000002,16717.483]
[null,null,"BASE",14,"ACIS22",13959.51,-1377.26,13056.33,463702.837,2637389.838,17001.165000000001]
[null,null,"BASE",14,"ACIS23",14227.68,816.57,17726.63,-271773.13400000002,2681554.7149999999,21256.307000000001]
[null,null,"BASE",14,"ACIS24",14168.61,806.42,13216.66,-268835.29700000002,2677185.0490000001,21539.989000000001]
[null,null,"BASE",14,"ACIS25",-4081.14,-3568.28,17816.689999999999,1198368.365,-806669.80299999996,-10759.726000000001]
[null,null,"BASE",14,"ACIS26",-4140.21,-3578.43,13306.72,1201306.202,-811039.47,-10476.045]
[null,null,"BASE",14,"ACIS27",3865.43,-3630.5,17627.759999999998,1219643.459,707654.78099999996,-6780.6890000000003]
[null,null,"BASE",14,"ACIS28",-4140.21,-3578.43,13306.72,1201306.202,-811039.47,-10476.045]
[null,null,"BASE",14,"ACIS29",-3384.13,3710.67,18351.13,-1243425.4140000001,-674019.1,4369.6859999999997]
[null,null,"BASE",14,"ACIS30",-3443.2,3700.52,13841.15,-1240487.5759999999,-678388.76699999999,4653.3680000000004]
[null,null,"BASE",14,"ACIS31",4562.4399999999996,3648.45,18162.2,-1222150.3189999999,840305.48400000005,8348.7240000000002]
[null,null,"BASE",14,"ACIS32",4503.37,3638.3,13652.22,-1219212.4809999999,835935.81799999997,8632.4050000000007]
[null,null,"BASE",14,"ACIS34",-4823.2299999999996,-3322.18,17849.36,1115897.2930000001,-947323.48800000001,-26527.210999999999]
[null,null,"BASE",14,"ACIS35",3123.35,-3384.4,17660.43,1137172.388,567001.09600000002,-22548.172999999999]
[null,null,"BASE",14,"ACIS36",3064.28,-3394.55,13150.45,1140110.2250000001,562631.429,-22264.491999999998]
[null,null,"BASE",14,"ACIS37",-2642.05,3464.57,18318.46,-1160954.3419999999,-533365.41500000004,20137.170999999998]
[null,null,"BASE",14,"ACIS38",-2701.12,3454.42,13808.48,-1158016.504,-537735.08200000005,20420.851999999999]
[null,null,"BASE",14,"ACIS39",5304.52,3402.35,18129.53,-1139679.247,980959.16899999999,24116.207999999999]
[null,null,"BASE",14,"ACIS40",5245.45,3392.2,13619.55,-1136741.4099999999,976589.50300000003,24399.89]
[null,null,"BASE",14,"ACIS41",-3339.06,-3814.37,17784.03,1280839.4369999999,-666016.11800000002,5007.7579999999998]
[null,null,"BASE",14,"ACIS42",-3398.13,-3824.53,13274.05,1283777.274,-670385.78500000003,5291.44]
[null,null,"BASE",14,"ACIS43",4607.51,-3876.6,17595.099999999999,1302114.531,848308.46600000001,8986.7960000000003]
[null,null,"BASE",14,"ACIS44",4548.4399999999996,-3886.75,13085.12,1305052.3689999999,843938.799,9270.4779999999992]
[null,null,"BASE",14,"ACIS45",-4126.22,3956.77,18383.79,-1325896.4850000001,-814672.78500000003,-11397.799000000001]
[null,null,"BASE",14,"ACIS46",-4185.29,3946.62,13873.82,-1322958.648,-819042.45200000005,-11114.117]
[null,null,"BASE",14,"ACIS47",3820.36,3894.55,18194.86,-1304621.3910000001,699651.799,-7418.7610000000004]
[null,null,"BASE",14,"ACIS48",3761.29,3884.4,13684.89,-1301683.5530000001,695282.13300000003,-7135.0789999999997]
[null,null,"BASE",14,"ACIS49",-13192.44,-960.75,12159.15,322858.61099999998,-2532410.5619999999,-9656.7000000000007]
[null,null,"BASE",14,"ACIS50",-13251.51,-970.9,7649.17,325796.44900000002,-2536780.2280000001,-9373.0190000000002]
[null,null,"BASE",14,"ACIS51",-12983.33,1222.93,12319.48,-409679.522,-2492615.35,-5117.8770000000004]
[null,null,"BASE",14,"ACIS52",-13042.4,1212.78,7809.5,-406741.685,-2496985.017,-4834.1949999999997]
[null,null,"BASE",14,"ACIS54",13296.14,-1168.1500000000001,11529.38,393775.59399999998,2515338.0529999998,3606.7579999999998]
[null,null,"BASE",14,"ACIS55",13505.24,1015.53,11689.71,-338762.54,2555133.264,8145.5820000000003]
[null,null,"BASE",14,"ACIS56",13446.17,1005.38,7179.74,-335824.70199999999,2550763.5970000001,8429.2639999999992]
[null,null,"BASE",14,"ACIS57",-12554.24,-1172.4100000000001,12131.06,393787.03,-2411445.5989999999,3903.9670000000001]
[null,null,"BASE",14,"ACIS58",-12613.31,-1182.56,7621.08,396724.86700000003,-2415815.2659999998,4187.6490000000003]
[null,null,"BASE",14,"ACIS59",-12345.14,1011.28,12291.39,-338751.10399999999,-2371650.3879999998,8442.7909999999993]
[null,null,"BASE",14,"ACIS60",-12404.21,1001.13,7781.41,-335813.266,-2376020.0550000002,8726.4719999999998]
[null,null,"BASE",14,"ACIS61",12657.95,-956.5,11557.48,322847.17499999999,2394373.09,-9953.9089999999997]
[null,null,"BASE",14,"ACIS62",12598.88,-966.65,7047.5,325785.01299999998,2390003.4240000001,-9670.2270000000008]
[null,null,"BASE",14,"ACIS64",12867.05,1227.19,11717.81,-409690.95799999998,2434168.301,-5415.085]
[null,null,"BASE",14,"ACIS65",-13830.63,-749.09,12187.24,251930.193,-2653375.5240000002,-23217.366999999998]
[null,null,"BASE",14,"ACIS67",-13889.7,-759.25,7677.27,254868.03,-2657745.1910000001,-22933.686000000002]
[null,null,"BASE",14,"ACIS68",-13680.6,1424.44,7837.6,-477670.103,-2617949.98,-18394.862000000001]
[null,null,"BASE",14,"ACIS69",13934.33,-1379.81,11501.29,464704.01199999999,2636303.0150000001,17167.425999999999]
[null,null,"BASE",14,"ACIS70",13875.26,-1389.96,6991.31,467641.84899999999,2631933.3480000002,17451.107]
[null,null,"BASE",14,"ACIS71",14143.44,803.88,11661.62,-267834.12099999998,2676098.2259999998,21706.249]
[null,null,"BASE",14,"ACIS72",14084.37,793.72,7151.64,-264896.28399999999,2671728.5589999999,21989.931]
[null,null,"BASE",14,"ACIS73",-4165.3900000000003,-3580.97,11751.68,1202307.378,-812126.29299999995,-10309.784]
[null,null,"BASE",14,"ACIS74",-4224.46,-3591.13,7241.7,1205245.2150000001,-816495.96,-10026.102000000001]
[null,null,"BASE",14,"ACIS75",3781.18,-3643.19,11562.75,1223582.4720000001,702198.29099999997,-6330.7460000000001]
[null,null,"BASE",14,"ACIS76",3722.11,-3653.35,7052.77,1226520.31,697828.625,-6047.0649999999996]
[null,null,"BASE",14,"ACIS78",-3468.38,3697.97,12286.11,-1239486.4010000001,-679475.58900000004,4819.6279999999997]
[null,null,"BASE",14,"ACIS79",4478.1899999999996,3635.75,12097.18,-1218211.3060000001,834848.995,8798.6659999999993]
[null,null,"BASE",14,"ACIS80",4419.12,3625.6,7587.21,-1215273.469,830479.32799999998,9082.348]
[null,null,"BASE",14,"ACIS81",-4907.47,-3334.87,11784.35,1119836.3060000001,-952779.978,-26077.269]
[null,null,"BASE",14,"ACIS82",-4966.54,-3345.03,7274.37,1122774.1429999999,-957149.64500000002,-25793.587]
[null,null,"BASE",14,"ACIS83",3039.1,-3397.1,11595.42,1141111.3999999999,561544.60600000003,-22098.231]
[null,null,"BASE",14,"ACIS84",2980.03,-3407.25,7085.44,1144049.2379999999,557174.93999999994,-21814.55]
[null,null,"BASE",14,"ACIS85",-2726.3,3451.88,12253.45,-1157015.3289999999,-538821.90399999998,20587.113000000001]
[null,null,"BASE",14,"ACIS86",-2785.37,3441.72,7743.47,-1154077.4909999999,-543191.571,20870.794999999998]
[null,null,"BASE",14,"ACIS87",5220.28,3389.65,12064.52,-1135740.2339999999,975502.68,24566.151000000002]
[null,null,"BASE",14,"ACIS88",5161.21,3379.5,7554.54,-1132802.3970000001,971133.01300000004,24849.831999999999]
[null,null,"BASE",14,"ACIS89",-3423.31,-3827.07,11719.01,1284778.449,-671472.60800000001,5457.701]
[null,null,"BASE",14,"ACIS90",-3482.38,-3837.23,7209.04,1287716.287,-675842.27500000002,5741.3819999999996]
[null,null,"BASE",14,"ACIS91",4523.2700000000004,-3889.29,11530.08,1306053.544,842851.97600000002,9436.7379999999994]
[null,null,"BASE",14,"ACIS92",4464.2,-3899.45,7020.11,1308991.382,838482.31,9720.42]
[null,null,"BASE",14,"ACIS93",-4210.46,3944.07,12318.78,-1321957.473,-820129.27399999998,-10947.856]
[null,null,"BASE",14,"ACIS94",-4269.53,3933.92,7808.8,-1319019.635,-824498.94099999999,-10664.174999999999]
[null,null,"BASE",14,"ACIS95",3736.11,3881.85,12129.85,-1300682.378,694195.31,-6968.8190000000004]
[null,null,"BASE",14,"ACIS96",3677.04,3871.7,7619.87,-1297744.54,689825.64300000004,-6685.1369999999997]
[null,null,"BASE",15,"ACIB01",1473.93,551.44000000000005,189012.11,-66019.217999999993,58716.658000000003,-960.49099999999999]
[null,null,"BASE",15,"ACIB02",1868.2,466.82,213658.88,-57541.269,72611.611999999994,-1252.1110000000001]
[null,null,"BASE",15,"ACIS01",-10115.049999999999,-2076.54,104260.21,649282.48600000003,-2117745.2200000002,-10382.215]
[null,null,"BASE",15,"ACIS02",-10557.75,-2241.2399999999998,48742.28,668918.43000000005,-2135508.0839999998,-10088.839]
[null,null,"BASE",15,"ACIS03",-9971.85,3232.67,145715.1,-812747.071,-2087016.5689999999,-5135.085]
[null,null,"BASE",15,"ACIS04",-10414.540000000001,3067.97,90197.17,-793111.12600000005,-2104779.4330000002,-4841.7089999999998]
[null,null,"BASE",15,"ACIS05",13697.32,-2129.9499999999998,298384.21000000002,678743.61499999999,2233290.3709999998,2659.1120000000001]
[null,null,"BASE",15,"ACIS06",13254.62,-2294.65,242866.28,698379.55900000001,2215527.5070000002,2952.4879999999998]
[null,null,"BASE",15,"ACIS07",13840.53,3179.26,339839.1,-783285.94099999999,2264019.023,7906.2420000000002]
[null,null,"BASE",15,"ACIS08",13397.83,3014.56,284321.17,-763649.99699999997,2246256.159,8199.6180000000004]
[null,null,"BASE",15,"ACIS09",-9569.0400000000009,-2254.3200000000002,107971.88,690251.73800000001,-2016505.12,5392.4160000000002]
[null,null,"BASE",15,"ACIS10",-10011.74,-2419.0100000000002,52453.96,709887.68299999996,-2034267.9839999999,5685.7920000000004]
[null,null,"BASE",15,"ACIS11",-9425.83,3054.89,149426.78,-771777.81799999997,-1985776.469,10639.546]
[null,null,"BASE",15,"ACIS12",-8307.7099999999991,-2396.35,66456.5,705951.87899999996,-1723126.33,4297.6970000000001]
[null,null,"BASE",15,"ACIS13",13151.31,-1952.17,294672.53000000003,637774.36199999996,2132050.2710000002,-13115.519]
[null,null,"BASE",15,"ACIS14",12708.61,-2116.87,239154.6,657410.30599999998,2114287.4070000001,-12822.143]
[null,null,"BASE",15,"ACIS15",13294.51,3357.03,336127.42,-824255.19400000002,2162778.923,-7868.3890000000001]
[null,null,"BASE",15,"ACIS16",12851.81,3192.33,280609.49,-804619.25,2145016.0589999999,-7575.0129999999999]
[null,null,"BASE",15,"ACIS17",-10661.06,-1898.77,100548.53,608313.23300000001,-2218985.321,-26156.846000000001]
[null,null,"BASE",15,"ACIS18",-11103.76,-2063.4699999999998,45030.6,627949.17700000003,-2236748.1850000001,-25863.47]
[null,null,"BASE",15,"ACIS19",-10517.86,3410.44,142003.42000000001,-853716.32299999997,-2188256.6690000002,-20909.716]
[null,null,"BASE",15,"ACIS20",-11103.76,-2063.4699999999998,45030.6,627949.17700000003,-2236748.1850000001,-25863.47]
[null,null,"BASE",15,"ACIS21",14243.33,-2307.7199999999998,302095.89,719712.86699999997,2334530.4720000001,18433.742999999999]
[null,null,"BASE",15,"ACIS22",13800.64,-2472.42,246577.96,739348.81200000003,2316767.608,18727.118999999999]
[null,null,"BASE",15,"ACIS23",14386.54,3001.48,343550.78,-742316.68900000001,2365259.1230000001,23680.873]
[null,null,"BASE",15,"ACIS24",13943.84,2836.78,288032.84999999998,-722680.745,2347496.2590000001,23974.249]
[null,null,"BASE",15,"ACIS25",-1947.79,-8289.31,123839.56,2365295.0299999998,-630732.85699999996,-11939.402]
[null,null,"BASE",15,"ACIS26",-2390.4899999999998,-8454.01,68321.63,2384930.9739999999,-648495.72100000002,-11646.026]
[null,null,"BASE",15,"ACIS27",5195.92,-8305.33,182076.76,2374133.3679999998,674577.821,-8027.0039999999999]
[null,null,"BASE",15,"ACIS28",-2390.4899999999998,-8454.01,68321.63,2384930.9739999999,-648495.72100000002,-11646.026]
[null,null,"BASE",15,"ACIS29",-1470.44,9408.0499999999993,262022.54,-2508136.824,-528304.01800000004,5551.0309999999999]
[null,null,"BASE",15,"ACIS30",-1913.14,9243.35,206504.61,-2488500.88,-546066.88199999998,5844.4070000000002]
[null,null,"BASE",15,"ACIS31",5673.27,9392.0300000000007,320259.74,-2499298.486,777006.65899999999,9463.4290000000001]
[null,null,"BASE",15,"ACIS32",5230.57,9227.33,264741.81,-2479662.5410000002,759243.79500000004,9756.8050000000003]
[null,null,"BASE",15,"ACIS34",-2582.5100000000002,-8082.61,119512.15,2317658.8470000001,-748436.83100000001,-30281.098000000002]
[null,null,"BASE",15,"ACIS35",4561.2,-8098.63,177749.35,2326497.1860000002,556873.84699999995,-26368.7]
[null,null,"BASE",15,"ACIS36",4118.5,-8263.33,122231.42,2346133.13,539110.98300000001,-26075.323]
[null,null,"BASE",15,"ACIS37",-835.72,9201.35,266349.95,-2460500.642,-410600.04399999999,23892.725999999999]
[null,null,"BASE",15,"ACIS38",-1278.42,9036.65,210832.02,-2440864.6979999999,-428362.908,24186.102999999999]
[null,null,"BASE",15,"ACIS39",6307.99,9185.32,324587.15000000002,-2451662.3029999998,894710.63300000003,27805.125]
[null,null,"BASE",15,"ACIS40",5865.29,9020.6299999999992,269069.21999999997,-2432026.3590000002,876947.76899999997,28098.501]
[null,null,"BASE",15,"ACIS41",-1313.07,-8496.01,128166.97,2412931.2119999998,-513028.88199999998,6402.2939999999999]
[null,null,"BASE",15,"ACIS42",-1755.77,-8660.7099999999991,72649.039999999994,2432567.156,-530791.74600000004,6695.67]
[null,null,"BASE",15,"ACIS43",5830.64,-8512.0300000000007,186404.17,2421769.551,792281.79500000004,10314.691999999999]
[null,null,"BASE",15,"ACIS44",5387.94,-8676.73,130886.24,2441405.4950000001,774518.93099999998,10608.067999999999]
[null,null,"BASE",15,"ACIS45",-2105.17,9614.75,257695.13,-2555773.0070000002,-646007.99300000002,-12790.665000000001]
[null,null,"BASE",15,"ACIS46",-2547.87,9450.0499999999993,202177.2,-2536137.0630000001,-663770.85699999996,-12497.289000000001]
[null,null,"BASE",15,"ACIS47",5038.55,9598.73,315932.33,-2546934.6680000001,659302.68500000006,-8878.2669999999998]
[null,null,"BASE",15,"ACIS48",4595.8500000000004,9434.0300000000007,260414.4,-2527298.7239999999,641539.821,-8584.8909999999996]
[null,null,"BASE",15,"ACIS49",-10808.91,-2191.0500000000002,31477.3,664025.31599999999,-2144254.267,-9908.375]
[null,null,"BASE",15,"ACIS50",-11251.61,-2355.75,-24040.63,683661.26,-2162017.1310000001,-9614.9989999999998]
[null,null,"BASE",15,"ACIS51",-10665.7,3118.15,72932.19,-798004.24100000004,-2113525.6150000002,-4661.2449999999999]
[null,null,"BASE",15,"ACIS52",-11108.4,2953.46,17414.259999999998,-778368.29599999997,-2131288.4789999998,-4367.8689999999997]
[null,null,"BASE",15,"ACIS54",13003.46,-2244.46,225601.3,693486.44499999995,2206781.3250000002,3132.9520000000002]
[null,null,"BASE",15,"ACIS55",13146.67,3064.75,267056.19,-768543.11199999996,2237509.977,8380.0820000000003]
[null,null,"BASE",15,"ACIS56",12703.97,2900.05,211538.26,-748907.16700000002,2219747.1129999999,8673.4580000000005]
[null,null,"BASE",15,"ACIS57",-10262.9,-2368.83,35188.980000000003,704994.56799999997,-2043014.166,5866.2560000000003]
[null,null,"BASE",15,"ACIS58",-10705.6,-2533.5300000000002,-20328.95,724630.51300000004,-2060777.03,6159.6319999999996]
[null,null,"BASE",15,"ACIS59",-10119.69,2940.38,76643.87,-757034.98800000001,-2012285.5149999999,11113.385]
[null,null,"BASE",15,"ACIS60",-10562.39,2775.68,21125.94,-737399.04399999999,-2030048.379,11406.762000000001]
[null,null,"BASE",15,"ACIS61",12457.45,-2066.69,221889.62,652517.19200000004,2105541.2250000001,-12641.679]
[null,null,"BASE",15,"ACIS62",12014.75,-2231.38,166371.69,672153.13600000006,2087778.361,-12348.303]
[null,null,"BASE",15,"ACIS64",12600.65,3242.52,263344.52,-809512.36399999994,2136269.8760000002,-7394.549]
[null,null,"BASE",15,"ACIS65",-11354.92,-2013.28,27765.62,623056.06299999997,-2245494.3670000001,-25683.006000000001]
[null,null,"BASE",15,"ACIS67",-11797.62,-2177.98,-27752.31,642692.00699999998,-2263257.2310000001,-25389.63]
[null,null,"BASE",15,"ACIS68",-11654.42,3131.23,13702.58,-819337.549,-2232528.5789999999,-20142.5]
[null,null,"BASE",15,"ACIS69",13549.48,-2422.2399999999998,229312.98,734455.69700000004,2308021.4249999998,18907.582999999999]
[null,null,"BASE",15,"ACIS70",13106.78,-2586.9299999999998,173795.05,754091.64199999999,2290258.5610000002,19200.958999999999]
[null,null,"BASE",15,"ACIS71",13692.68,2886.97,270767.87,-727573.85900000005,2338750.077,24154.713]
[null,null,"BASE",15,"ACIS72",13249.98,2722.27,215249.94,-707937.91500000004,2320987.213,24448.089]
[null,null,"BASE",15,"ACIS73",-2641.65,-8403.82,51056.66,2380037.86,-657241.90300000005,-11465.562]
[null,null,"BASE",15,"ACIS74",-3084.35,-8568.52,-4461.2700000000004,2399673.804,-675004.76699999999,-11172.186]
[null,null,"BASE",15,"ACIS75",4502.0600000000004,-8419.84,109293.86,2388876.1979999999,648068.77500000002,-7553.1639999999998]
[null,null,"BASE",15,"ACIS76",4059.36,-8584.5400000000009,53775.93,2408512.1430000002,630305.91099999996,-7259.7879999999996]
[null,null,"BASE",15,"ACIS78",-2164.3000000000002,9293.5400000000009,189239.64,-2493393.9939999999,-554813.06499999994,6024.87]
[null,null,"BASE",15,"ACIS79",4979.41,9277.51,247476.84,-2484555.656,750497.61300000001,9937.2690000000002]
[null,null,"BASE",15,"ACIS80",4536.71,9112.82,191958.91,-2464919.7110000001,732734.74899999995,10230.645]
[null,null,"BASE",15,"ACIS81",-3276.37,-8197.1200000000008,46729.25,2332401.6770000001,-774945.87699999998,-29807.258000000002]
[null,null,"BASE",15,"ACIS82",-3719.07,-8361.82,-8788.68,2352037.6209999998,-792708.74100000004,-29513.882000000001]
[null,null,"BASE",15,"ACIS83",3867.34,-8213.14,104966.45,2341240.0159999998,530364.80000000005,-25894.86]
[null,null,"BASE",15,"ACIS84",3424.64,-8377.84,49448.52,2360875.96,512601.93599999999,-25601.484]
[null,null,"BASE",15,"ACIS85",-1529.58,9086.84,193567.05,-2445757.8119999999,-437109.09,24366.565999999999]
[null,null,"BASE",15,"ACIS86",-1972.28,8922.14,138049.12,-2426121.8679999998,-454871.95400000003,24659.942999999999]
[null,null,"BASE",15,"ACIS87",5614.13,9070.81,251804.25,-2436919.4730000002,868201.58700000006,28278.964]
[null,null,"BASE",15,"ACIS88",5171.43,8906.11,196286.32,-2417283.5290000001,850438.723,28572.341]
[null,null,"BASE",15,"ACIS89",-2006.93,-8610.52,55384.07,2427674.0419999999,-539537.929,6876.134]
[null,null,"BASE",15,"ACIS90",-2449.63,-8775.2199999999993,-133.86000000000001,2447309.986,-557300.79299999995,7169.51]
[null,null,"BASE",15,"ACIS91",5136.78,-8626.5400000000009,113621.27,2436512.3810000001,765772.74899999995,10788.531999999999]
[null,null,"BASE",15,"ACIS92",4694.08,-8791.24,58103.34,2456148.3250000002,748009.88500000001,11081.907999999999]
[null,null,"BASE",15,"ACIS93",-2799.02,9500.24,184912.23,-2541030.1770000001,-672517.03899999999,-12316.825000000001]
[null,null,"BASE",15,"ACIS94",-3241.72,9335.5400000000009,129394.3,-2521394.233,-690279.90300000005,-12023.449000000001]
[null,null,"BASE",15,"ACIS95",4344.6899999999996,9484.2199999999993,243149.43,-2532191.838,632793.63899999997,-8404.4269999999997]
[null,null,"BASE",15,"ACIS96",3901.99,9319.52,187631.5,-2512555.8939999999,615030.77500000002,-8111.0510000000004]
[null,null,"BASE",16,"ACIB01",-1738.12,546.54,198585.92,-62518.436000000002,-100679.95600000001,-960.49099999999999]
[null,null,"BASE",16,"ACIB02",-2272.15,456.23,223408.64000000001,-52612.966999999997,-133173.785,-1252.1110000000001]
[null,null,"BASE",16,"ACIS01",-14174.9,-2149.1799999999998,308224.39,689249.88100000005,-2320024.67,-10382.215]
[null,null,"BASE",16,"ACIS02",-13652.96,-2311.37,250134.22,707730.42500000005,-2289924.2749999999,-10088.839]
[null,null,"BASE",16,"ACIS03",-14001.57,3261.82,345979.01,-798944.49100000004,-2287983.5180000002,-5135.085]
[null,null,"BASE",16,"ACIS04",-13479.63,3099.63,287888.83,-780463.94799999997,-2257883.1230000001,-4841.7089999999998]
[null,null,"BASE",16,"ACIS05",9522.08,-2177.9899999999998,119034.34,674507.31599999999,2026693.0630000001,2659.1120000000001]
[null,null,"BASE",16,"ACIS06",10044.02,-2340.1799999999998,60944.17,692987.85900000005,2056793.4569999999,2952.4879999999998]
[null,null,"BASE",16,"ACIS07",9695.41,3233.01,156788.96,-813687.05700000003,2058734.2150000001,7906.2420000000002]
[null,null,"BASE",16,"ACIS08",10217.35,3070.82,98698.79,-795206.51300000004,2088834.6089999999,8199.6180000000004]
[null,null,"BASE",16,"ACIS09",-13631.69,-1979.36,304500.26,649735.06400000001,-2218890.3870000001,5392.4160000000002]
[null,null,"BASE",16,"ACIS10",-13109.75,-2141.5500000000002,246410.09,668215.60699999996,-2188789.9929999998,5685.7920000000004]
[null,null,"BASE",16,"ACIS11",-13458.36,3431.64,342254.88,-838459.30799999996,-2186849.236,10639.546]
[null,null,"BASE",16,"ACIS12",-11413.96,-2169.1799999999998,232779.45,673037.13800000004,-1877956.3049999999,4297.6970000000001]
[null,null,"BASE",16,"ACIS13",8978.8700000000008,-2347.8200000000002,122758.48,714022.13300000003,1925558.781,-13115.519]
[null,null,"BASE",16,"ACIS14",9500.81,-2510.0100000000002,64668.3,732502.67700000003,1955659.175,-12822.143]
[null,null,"BASE",16,"ACIS15",9152.2000000000007,3063.18,160513.09,-774172.23899999994,1957599.932,-7868.3890000000001]
[null,null,"BASE",16,"ACIS16",9674.14,2900.99,102422.92,-755691.696,1987700.327,-7575.0129999999999]
[null,null,"BASE",16,"ACIS17",-14718.1,-2319.0100000000002,311948.52,728764.69900000002,-2421158.952,-26156.846000000001]
[null,null,"BASE",16,"ACIS18",-14196.17,-2481.1999999999998,253858.35,747245.24199999997,-2391058.557,-25863.47]
[null,null,"BASE",16,"ACIS19",-14544.77,3091.99,349703.14,-759429.674,-2389117.7999999998,-20909.716]
[null,null,"BASE",16,"ACIS20",-14196.17,-2481.1999999999998,253858.35,747245.24199999997,-2391058.557,-25863.47]
[null,null,"BASE",16,"ACIS21",10065.280000000001,-2008.16,115310.21,634992.49800000002,2127827.3450000002,18433.742999999999]
[null,null,"BASE",16,"ACIS22",10587.22,-2170.35,57220.04,653473.04200000002,2157927.7400000002,18727.118999999999]
[null,null,"BASE",16,"ACIS23",10238.61,3402.84,153064.82999999999,-853201.87399999995,2159868.497,23680.873]
[null,null,"BASE",16,"ACIS24",10760.55,3240.65,94974.65,-834721.33100000001,2189968.8909999998,23974.249]
[null,null,"BASE",16,"ACIS25",-6083.18,-8472.1,197960.82,2420316.7510000002,-836054.80700000003,-11939.402]
[null,null,"BASE",16,"ACIS26",-5561.24,-8634.2900000000009,139870.65,2438797.2949999999,-805954.41200000001,-11646.026]
[null,null,"BASE",16,"ACIS27",1025.92,-8480.74,141203.81,2415893.9819999998,467960.51299999998,-8027.0039999999999]
[null,null,"BASE",16,"ACIS28",-5561.24,-8634.2900000000009,139870.65,2438797.2949999999,-805954.41200000001,-11646.026]
[null,null,"BASE",16,"ACIS29",-5505.41,9564.57,323809.53999999998,-2540331.1570000001,-729250.96799999999,5551.0309999999999]
[null,null,"BASE",16,"ACIS30",-4983.47,9402.3799999999992,265719.37,-2521850.6129999999,-699150.57299999997,5844.4070000000002]
[null,null,"BASE",16,"ACIS31",1603.69,9555.93,267052.53000000003,-2544753.9270000001,574764.35199999996,9463.4290000000001]
[null,null,"BASE",16,"ACIS32",2125.62,9393.73,208962.35,-2526273.3829999999,604864.74600000004,9756.8050000000003]
[null,null,"BASE",16,"ACIS34",-6714.63,-8669.56,202310.75,2466261.6860000002,-953635.59400000004,-30281.098000000002]
[null,null,"BASE",16,"ACIS35",394.46,-8678.2000000000007,145553.73000000001,2461838.9160000002,350379.72600000002,-26368.7]
[null,null,"BASE",16,"ACIS36",916.4,-8840.39,87463.56,2480319.4589999998,380480.12099999998,-26075.323]
[null,null,"BASE",16,"ACIS37",-4873.95,9762.0300000000007,319459.62,-2586276.091,-611670.18099999998,23892.725999999999]
[null,null,"BASE",16,"ACIS38",-4352.01,9599.84,261369.45,-2567795.548,-581569.78700000001,24186.102999999999]
[null,null,"BASE",16,"ACIS39",2235.14,9753.39,262702.61,-2590698.861,692345.13899999997,27805.125]
[null,null,"BASE",16,"ACIS40",2757.08,9591.2000000000007,204612.43,-2572218.318,722445.53300000005,28098.501]
[null,null,"BASE",16,"ACIS41",-5451.72,-8274.64,193610.9,2374371.8169999998,-718474.02,6402.2939999999999]
[null,null,"BASE",16,"ACIS42",-4929.78,-8436.83,135520.72,2392852.36,-688373.625,6695.67]
[null,null,"BASE",16,"ACIS43",1657.37,-8283.2800000000007,136853.89000000001,2369949.0469999998,585541.30000000005,10314.691999999999]
[null,null,"BASE",16,"ACIS44",2179.31,-8445.4699999999993,78763.710000000006,2388429.591,615641.69400000002,10608.067999999999]
[null,null,"BASE",16,"ACIS45",-6136.86,9367.11,328159.46999999997,-2494386.2220000001,-846831.755,-12790.665000000001]
[null,null,"BASE",16,"ACIS46",-5614.92,9204.91,270069.28999999998,-2475905.679,-816731.36,-12497.289000000001]
[null,null,"BASE",16,"ACIS47",972.23,9358.4599999999991,271402.45,-2498808.9920000001,457183.565,-8878.2669999999998]
[null,null,"BASE",16,"ACIS48",1494.17,9196.27,213312.28,-2480328.449,487283.95899999997,-8584.8909999999996]
[null,null,"BASE",16,"ACIS49",-13313.49,-2258.65,232425.18,702037.77500000002,-2269152.4679999999,-9908.375]
[null,null,"BASE",16,"ACIS50",-12791.55,-2420.84,174335.01,720518.31799999997,-2239052.0729999999,-9614.9989999999998]
[null,null,"BASE",16,"ACIS51",-13140.15,3152.35,270179.8,-786156.598,-2237111.3160000001,-4661.2449999999999]
[null,null,"BASE",16,"ACIS52",-12618.22,2990.16,212089.62,-767676.054,-2207010.9219999998,-4367.8689999999997]
[null,null,"BASE",16,"ACIS54",10383.49,-2287.46,43235.14,687295.20900000003,2077565.2649999999,3132.9520000000002]
[null,null,"BASE",16,"ACIS55",10556.82,3123.54,80989.75,-800899.16399999999,2109606.4160000002,8380.0820000000003]
[null,null,"BASE",16,"ACIS56",11078.76,2961.35,22899.58,-782418.62,2139706.8110000002,8673.4580000000005]
[null,null,"BASE",16,"ACIS57",-12770.28,-2088.8200000000002,228701.05,662522.95700000005,-2168018.1860000002,5866.2560000000003]
[null,null,"BASE",16,"ACIS58",-12248.34,-2251.02,170610.88,681003.5,-2137917.7910000002,6159.6319999999996]
[null,null,"BASE",16,"ACIS59",-12596.95,3322.17,266455.67,-825671.41500000004,-2135977.034,11113.385]
[null,null,"BASE",16,"ACIS60",-12075.01,3159.98,208365.49,-807190.87199999997,-2105876.64,11406.762000000001]
[null,null,"BASE",16,"ACIS61",9840.2900000000009,-2457.29,46959.27,726810.02599999995,1976430.9820000001,-12641.679]
[null,null,"BASE",16,"ACIS62",10362.219999999999,-2619.48,-11130.91,745290.57,2006531.3770000001,-12348.303]
[null,null,"BASE",16,"ACIS64",10013.620000000001,2953.71,84713.88,-761384.34600000002,2008472.1340000001,-7394.549]
[null,null,"BASE",16,"ACIS65",-13856.69,-2428.48,236149.31,741552.59199999995,-2370286.75,-25683.006000000001]
[null,null,"BASE",16,"ACIS67",-13334.75,-2590.67,178059.14,760033.13500000001,-2340186.3560000001,-25389.63]
[null,null,"BASE",16,"ACIS68",-13161.42,2820.33,215813.76000000001,-728161.23699999996,-2308145.2039999999,-20142.5]
[null,null,"BASE",16,"ACIS69",10926.7,-2117.63,39511,647780.39099999995,2178699.5469999998,18907.582999999999]
[null,null,"BASE",16,"ACIS70",11448.63,-2279.8200000000002,-18579.169999999998,666260.93500000006,2208799.9410000001,19200.958999999999]
[null,null,"BASE",16,"ACIS71",11100.03,3293.37,77265.62,-840413.98100000003,2210740.6979999999,24154.713]
[null,null,"BASE",16,"ACIS72",11621.97,3131.18,19175.45,-821933.43799999997,2240841.0929999999,24448.089]
[null,null,"BASE",16,"ACIS73",-5221.76,-8581.57,122161.61,2433104.6439999999,-785182.60499999998,-11465.562]
[null,null,"BASE",16,"ACIS74",-4699.83,-8743.76,64071.44,2451585.1880000001,-755082.21100000001,-11172.186]
[null,null,"BASE",16,"ACIS75",1887.33,-8590.2099999999991,65404.6,2428681.875,518832.71500000003,-7553.1639999999998]
[null,null,"BASE",16,"ACIS76",2409.27,-8752.4,7314.43,2447162.4180000001,548933.10900000005,-7259.7879999999996]
[null,null,"BASE",16,"ACIS78",-4643.99,9455.1,248010.34,-2527543.264,-678378.76599999995,6024.87]
[null,null,"BASE",16,"ACIS79",2465.1,9446.4599999999991,191253.32,-2531966.0329999998,625636.55299999996,9937.2690000000002]
[null,null,"BASE",16,"ACIS80",2987.04,9284.27,133163.15,-2513485.4900000002,655736.94799999997,10230.645]
[null,null,"BASE",16,"ACIS81",-5853.22,-8779.0300000000007,126511.54,2479049.5789999999,-902763.39199999999,-29807.258000000002]
[null,null,"BASE",16,"ACIS82",-5331.28,-8941.2199999999993,68421.36,2497530.122,-872662.99800000002,-29513.882000000001]
[null,null,"BASE",16,"ACIS83",1255.8800000000001,-8787.67,69754.52,2474626.8089999999,401251.92800000001,-25894.86]
[null,null,"BASE",16,"ACIS84",1777.81,-8949.86,11664.35,2493107.352,431352.32199999999,-25601.484]
[null,null,"BASE",16,"ACIS85",-4012.54,9652.56,243660.41,-2573488.1979999999,-560797.97900000005,24366.565999999999]
[null,null,"BASE",16,"ACIS86",-3490.6,9490.3700000000008,185570.24,-2555007.6549999998,-530697.58499999996,24659.942999999999]
[null,null,"BASE",16,"ACIS87",3096.55,9643.92,186903.4,-2577910.9679999999,743217.34,28278.964]
[null,null,"BASE",16,"ACIS88",3618.49,9481.73,128813.22,-2559430.4240000001,773317.73499999999,28572.341]
[null,null,"BASE",16,"ACIS89",-4590.3100000000004,-8384.11,117811.69,2387159.71,-667601.81799999997,6876.134]
[null,null,"BASE",16,"ACIS90",-4068.37,-8546.2999999999993,59721.52,2405640.253,-637501.424,7169.51]
[null,null,"BASE",16,"ACIS91",2518.7800000000002,-8392.75,61054.68,2382736.94,636413.50199999998,10788.531999999999]
[null,null,"BASE",16,"ACIS92",3040.72,-8554.94,2964.5,2401217.4840000002,666513.89599999995,11081.907999999999]
[null,null,"BASE",16,"ACIS93",-5275.45,9257.64,252360.26,-2481598.3289999999,-795959.55299999996,-12316.825000000001]
[null,null,"BASE",16,"ACIS94",-4753.51,9095.4500000000007,194270.07999999999,-2463117.7859999998,-765859.15899999999,-12023.449000000001]
[null,null,"BASE",16,"ACIS95",1833.64,9249,195603.24,-2486021.0989999999,508055.766,-8404.4269999999997]
[null,null,"BASE",16,"ACIS96",2355.58,9086.7999999999993,137513.07,-2467540.5559999999,538156.16099999996,-8111.0510000000004]
[null,null,"BASE",17,"ACIB01",-125.38,3089.07,21809.06,-337665.95400000003,-21391.445,-987.68]
[null,null,"BASE",17,"ACIB02",139.5,3847.01,27386.51,-419844.91,5116.0990000000002,-1290.6030000000001]
[null,null,"BASE",17,"ACIS01",-12414.78,1219.69,27769.31,151947.01699999999,-2457849.9440000001,-9634.3960000000006]
[null,null,"BASE",17,"ACIS02",-12380.31,294.85000000000002,21231.08,253000.967,-2451879.5129999998,-9340.5959999999995]
[null,null,"BASE",17,"ACIS03",-12218.37,5224.43,29000.84,-811705.53300000005,-2419348.2560000001,-5151.6610000000001]
[null,null,"BASE",17,"ACIS04",-12183.9,4299.59,22462.6,-710651.58299999998,-2413377.8250000002,-4857.8609999999999]
[null,null,"BASE",17,"ACIS05",12277.67,2495,25790.639999999999,-31225.525000000001,2406021.3050000002,2609.67]
[null,null,"BASE",17,"ACIS06",12312.14,1570.16,19252.41,69828.425000000003,2411991.7370000002,2903.47]
[null,null,"BASE",17,"ACIS07",12474.08,6499.74,27022.17,-994878.07400000002,2444522.9939999999,7092.4040000000005]
[null,null,"BASE",17,"ACIS08",12508.55,5574.9,20483.939999999999,-893824.125,2450493.4249999998,7386.2039999999997]
[null,null,"BASE",17,"ACIS09",-11822.7,1588.35,27815.200000000001,65456.93,-2341623.4849999999,3882.3240000000001]
[null,null,"BASE",17,"ACIS10",-11788.23,663.51,21276.97,166510.88,-2335653.0529999998,4176.1239999999998]
[null,null,"BASE",17,"ACIS11",-11626.29,5593.09,29046.73,-898195.62,-2303121.7960000001,8365.0589999999993]
[null,null,"BASE",17,"ACIS12",-10025.11,703.86,21121.69,165746.45199999999,-1988296.679,3066.9209999999998]
[null,null,"BASE",17,"ACIS13",11685.58,2126.35,25744.75,55264.561999999998,2289794.8459999999,-10907.05]
[null,null,"BASE",17,"ACIS14",11720.06,1201.5,19206.52,156318.51199999999,2295765.2769999998,-10613.25]
[null,null,"BASE",17,"ACIS15",11882,6131.09,26976.28,-908387.98800000001,2328296.534,-6424.3149999999996]
[null,null,"BASE",17,"ACIS16",11916.47,5206.24,20438.04,-807334.03799999994,2334266.9649999999,-6130.5150000000003]
[null,null,"BASE",17,"ACIS17",-13006.87,851.03,27723.42,238437.10399999999,-2574076.4040000001,-23151.115000000002]
[null,null,"BASE",17,"ACIS18",-12972.4,-73.81,21185.19,339491.054,-2568105.9730000002,-22857.314999999999]
[null,null,"BASE",17,"ACIS19",-12810.46,4855.7700000000004,28954.94,-725215.446,-2535574.716,-18668.38]
[null,null,"BASE",17,"ACIS20",-12972.4,-73.81,21185.19,339491.054,-2568105.9730000002,-22857.314999999999]
[null,null,"BASE",17,"ACIS21",12869.75,2863.66,25836.54,-117715.611,2522247.7650000001,16126.388999999999]
[null,null,"BASE",17,"ACIS22",12904.22,1938.82,19298.3,-16661.662,2528218.196,16420.188999999998]
[null,null,"BASE",17,"ACIS23",13066.16,6868.4,27068.06,-1081368.1610000001,2560749.4530000002,20609.124]
[null,null,"BASE",17,"ACIS24",13100.64,5943.56,20529.830000000002,-980314.21200000006,2566719.8849999998,20902.923999999999]
[null,null,"BASE",17,"ACIS25",-4001.58,-3006.14,25640,1212097.936,-800413.64300000004,-10578.83]
[null,null,"BASE",17,"ACIS26",-3967.1,-3930.99,19101.77,1313151.885,-794443.21200000006,-10285.030000000001]
[null,null,"BASE",17,"ACIS27",3406.16,-2623.55,25046.400000000001,1157146.173,658747.73199999996,-6905.61]
[null,null,"BASE",17,"ACIS28",-3967.1,-3930.99,19101.77,1313151.885,-794443.21200000006,-10285.030000000001]
[null,null,"BASE",17,"ACIS29",-3346.86,10342.99,29745.08,-2000077.23,-672074.68200000003,4363.6189999999997]
[null,null,"BASE",17,"ACIS30",-3312.39,9418.14,23206.85,-1899023.281,-666104.25100000005,4657.4189999999999]
[null,null,"BASE",17,"ACIS31",4060.87,10725.58,29151.48,-2055028.993,787086.69299999997,8036.8389999999999]
[null,null,"BASE",17,"ACIS32",4095.35,9800.74,22613.25,-1953975.044,793057.12399999995,8330.6389999999992]
[null,null,"BASE",17,"ACIS34",-4690.0600000000004,-3434.8,25586.639999999999,1312663.5919999999,-935559.37899999996,-26295.195]
[null,null,"BASE",17,"ACIS35",2717.67,-3052.21,24993.040000000001,1257711.83,523601.99599999998,-22621.974999999999]
[null,null,"BASE",17,"ACIS36",2752.15,-3977.05,18454.810000000001,1358765.7790000001,529572.42799999996,-22328.174999999999]
[null,null,"BASE",17,"ACIS37",-2658.38,10771.64,29798.44,-2100642.8870000001,-536928.94700000004,20079.984]
[null,null,"BASE",17,"ACIS38",-2623.9,9846.7999999999993,23260.2,-1999588.9369999999,-530958.51500000001,20373.784]
[null,null,"BASE",17,"ACIS39",4749.3599999999997,11154.24,29204.84,-2155594.6490000002,922232.42799999996,23753.204000000002]
[null,null,"BASE",17,"ACIS40",4783.83,10229.39,22666.6,-2054540.7,928202.85900000005,24047.003000000001]
[null,null,"BASE",17,"ACIS41",-3313.09,-2577.4899999999998,25693.360000000001,1111532.28,-665267.90800000005,5137.5349999999999]
[null,null,"BASE",17,"ACIS42",-3278.62,-3502.33,19155.13,1212586.2290000001,-659297.47699999996,5431.3339999999998]
[null,null,"BASE",17,"ACIS43",4094.64,-2194.89,25099.759999999998,1056580.517,793893.46699999995,8810.7540000000008]
[null,null,"BASE",17,"ACIS44",4129.12,-3119.74,18561.52,1157634.4669999999,799863.89800000004,9104.5540000000001]
[null,null,"BASE",17,"ACIS45",-4035.35,9914.33,29691.72,-1899511.574,-807220.41799999995,-11352.745000000001]
[null,null,"BASE",17,"ACIS46",-4000.88,8989.49,23153.49,-1798457.625,-801249.98600000003,-11058.945]
[null,null,"BASE",17,"ACIS47",3372.39,10296.92,29098.12,-1954463.3370000001,651940.95700000005,-7679.5259999999998]
[null,null,"BASE",17,"ACIS48",3406.86,9372.08,22559.89,-1853409.3870000001,657911.38899999997,-7385.7259999999997]
[null,null,"BASE",17,"ACIS49",-12542.27,-191.78,17662.79,305814.60100000002,-2467923.3280000002,-9145.2369999999992]
[null,null,"BASE",17,"ACIS50",-12507.8,-1116.6199999999999,11124.56,406868.55,-2461952.8969999999,-8851.4369999999999]
[null,null,"BASE",17,"ACIS51",-12345.86,3812.96,18894.32,-657837.94900000002,-2429421.64,-4662.5020000000004]
[null,null,"BASE",17,"ACIS52",-12311.38,2888.12,12356.09,-556783.99899999995,-2423451.2080000001,-4368.7030000000004]
[null,null,"BASE",17,"ACIS54",12150.18,1083.54,15684.13,122642.05899999999,2395947.9219999998,3098.828]
[null,null,"BASE",17,"ACIS55",12346.59,5088.28,16915.650000000001,-841010.49100000004,2434449.61,7581.5630000000001]
[null,null,"BASE",17,"ACIS56",12381.07,4163.43,10377.42,-739956.54099999997,2440420.0410000002,7875.3630000000003]
[null,null,"BASE",17,"ACIS57",-11950.19,176.88,17708.689999999999,219324.514,-2351696.8679999998,4371.482]
[null,null,"BASE",17,"ACIS58",-11915.71,-747.96,11170.46,320378.46399999998,-2345726.4369999999,4665.2820000000002]
[null,null,"BASE",17,"ACIS59",-11753.77,4181.62,18940.21,-744328.03599999996,-2313195.1800000002,8854.2170000000006]
[null,null,"BASE",17,"ACIS60",-11719.3,3256.78,12401.98,-643274.08600000001,-2307224.7489999998,9148.0169999999998]
[null,null,"BASE",17,"ACIS61",11558.09,714.88,15638.23,209132.14600000001,2279721.4619999998,-10417.891]
[null,null,"BASE",17,"ACIS62",11592.57,-209.96,9100,310186.09600000002,2285691.8930000002,-10124.092000000001]
[null,null,"BASE",17,"ACIS64",11754.51,4719.62,16869.759999999998,-754520.40399999998,2318223.15,-5935.1570000000002]
[null,null,"BASE",17,"ACIS65",-13134.36,-560.42999999999995,17616.900000000001,392304.68800000002,-2584149.7880000002,-22661.956999999999]
[null,null,"BASE",17,"ACIS67",-13099.88,-1485.28,11078.67,493358.63699999999,-2578179.3560000001,-22368.156999999999]
[null,null,"BASE",17,"ACIS68",-12903.47,2519.46,12310.2,-470293.913,-2539677.6680000001,-17885.421999999999]
[null,null,"BASE",17,"ACIS69",12742.26,1452.2,15730.02,36151.972000000002,2512174.3810000001,16615.546999999999]
[null,null,"BASE",17,"ACIS70",12776.74,527.35,9191.7900000000009,137205.92199999999,2518144.8130000001,16909.347000000002]
[null,null,"BASE",17,"ACIS71",12938.68,5456.93,16961.54,-927500.57799999998,2550676.0690000001,21098.281999999999]
[null,null,"BASE",17,"ACIS72",12973.15,4532.09,10423.31,-826446.62800000003,2556646.5010000002,21392.081999999999]
[null,null,"BASE",17,"ACIS73",-4129.0600000000004,-4417.6099999999997,15533.48,1365965.52,-810487.027,-10089.672]
[null,null,"BASE",17,"ACIS74",-4094.59,-5342.45,8995.25,1467019.469,-804516.59600000002,-9795.8719999999994]
[null,null,"BASE",17,"ACIS75",3278.67,-4035.02,14939.88,1311013.757,648674.348,-6416.4520000000002]
[null,null,"BASE",17,"ACIS76",3313.15,-4959.8599999999997,8401.65,1412067.706,654644.77899999998,-6122.652]
[null,null,"BASE",17,"ACIS78",-3474.35,8931.52,19638.560000000001,-1846209.6470000001,-682148.06599999999,4852.7780000000002]
[null,null,"BASE",17,"ACIS79",3933.38,9314.11,19044.96,-1901161.409,777013.30900000001,8525.9969999999994]
[null,null,"BASE",17,"ACIS80",3967.86,8389.27,12506.73,-1800107.46,782983.74,8819.7970000000005]
[null,null,"BASE",17,"ACIS81",-4817.55,-4846.2700000000004,15480.13,1466531.176,-945632.76199999999,-25806.036]
[null,null,"BASE",17,"ACIS82",-4783.08,-5771.11,8941.9,1567585.125,-939662.33100000001,-25512.237000000001]
[null,null,"BASE",17,"ACIS83",2590.19,-4463.67,14886.53,1411579.4129999999,513528.61200000002,-22132.816999999999]
[null,null,"BASE",17,"ACIS84",2624.66,-5388.52,8348.2999999999993,1512633.3629999999,519499.04399999999,-21839.017]
[null,null,"BASE",17,"ACIS85",-2785.87,9360.18,19691.919999999998,-1946775.3030000001,-547002.33100000001,20569.142]
[null,null,"BASE",17,"ACIS86",-2751.39,8435.33,13153.69,-1845721.3540000001,-541031.89899999998,20862.941999999999]
[null,null,"BASE",17,"ACIS87",4621.87,9742.77,19098.32,-2001727.0660000001,912159.04399999999,24242.362000000001]
[null,null,"BASE",17,"ACIS88",4656.34,8817.93,12560.09,-1900673.1159999999,918129.47600000002,24536.162]
[null,null,"BASE",17,"ACIS89",-3440.58,-3988.95,15586.84,1265399.8629999999,-675341.29200000002,5626.6930000000002]
[null,null,"BASE",17,"ACIS90",-3406.1,-4913.8,9048.61,1366453.8130000001,-669370.86,5920.4930000000004]
[null,null,"BASE",17,"ACIS91",3967.16,-3606.36,14993.24,1210448.101,783820.08299999998,9299.9120000000003]
[null,null,"BASE",17,"ACIS92",4001.63,-4531.2,8455.01,1311502.05,789790.51500000001,9593.7119999999995]
[null,null,"BASE",17,"ACIS93",-4162.84,8502.86,19585.21,-1745643.9909999999,-817293.80099999998,-10863.587]
[null,null,"BASE",17,"ACIS94",-4128.3599999999997,7578.02,13046.98,-1644590.041,-811323.37,-10569.787]
[null,null,"BASE",17,"ACIS95",3244.9,8885.4599999999991,18991.61,-1800595.753,641867.57299999997,-7190.3670000000002]
[null,null,"BASE",17,"ACIS96",3279.37,7960.61,12453.37,-1699541.804,647838.005,-6896.5680000000002]
[null,null,"BASE",18,"ACIB01",-267.63,985.62,147648.41,-102891.13800000001,-42097.978000000003,-12110.373]
[null,null,"BASE",18,"ACIB02",-584.07000000000005,1138.05,161890.51,-117084.834,-79642.47,-11672.977999999999]
[null,null,"BASE",18,"ACIS01",-6325.86,-1435.47,180395.66,696606.28,-2055585.862,-71674.728000000003]
[null,null,"BASE",18,"ACIS02",-6245.17,-1731.03,136172.85999999999,727400.95400000003,-2043048.142,-68076.490999999995]
[null,null,"BASE",18,"ACIS03",-6214.98,4010.15,221960.49,-830876.10100000002,-2022338.675,-64348.243000000002]
[null,null,"BASE",18,"ACIS04",-6134.3,3714.59,177737.69,-800081.42700000003,-2009800.9550000001,-60750.006000000001]
[null,null,"BASE",18,"ACIS05",5232.16,-1658.42,119542.29,587581.08100000001,1883184.882,38373.542999999998]
[null,null,"BASE",18,"ACIS06",5312.85,-1953.98,75319.490000000005,618375.75600000005,1895722.602,41971.78]
[null,null,"BASE",18,"ACIS07",5343.04,3787.21,161107.12,-939901.3,1916432.0689999999,45700.027999999998]
[null,null,"BASE",18,"ACIS08",5423.73,3491.65,116884.32,-909106.625,1928969.7890000001,49298.264999999999]
[null,null,"BASE",18,"ACIS09",-6061.15,-609.14,184064.56,468668.54399999999,-1962768.2649999999,-49344.94]
[null,null,"BASE",18,"ACIS10",-5980.47,-904.7,139841.76,499463.21899999998,-1950230.5449999999,-45746.703999999998]
[null,null,"BASE",18,"ACIS11",-5950.28,4836.4799999999996,225629.39,-1058813.8370000001,-1929521.078,-42018.455000000002]
[null,null,"BASE",18,"ACIS12",-5153.32,-1045.3699999999999,134727.42000000001,525476.98899999994,-1668745.379,-40842.550999999999]
[null,null,"BASE",18,"ACIS13",4967.46,-2484.7399999999998,115873.39,815518.81700000004,1790367.2849999999,16043.754999999999]
[null,null,"BASE",18,"ACIS14",5048.1400000000003,-2780.3,71650.59,846313.49199999997,1802905.0049999999,19641.991999999998]
[null,null,"BASE",18,"ACIS15",5078.33,2960.88,157438.22,-711963.56400000001,1823614.4720000001,23370.241000000002]
[null,null,"BASE",18,"ACIS16",5159.0200000000004,2665.32,113215.42,-681168.88899999997,1836152.192,26968.476999999999]
[null,null,"BASE",18,"ACIS17",-6590.57,-2261.79,176726.75,924544.01599999995,-2148403.4580000001,-94004.516000000003]
[null,null,"BASE",18,"ACIS18",-6509.88,-2557.35,132503.95000000001,955338.69,-2135865.7379999999,-90406.278999999995]
[null,null,"BASE",18,"ACIS19",-6479.69,3183.83,218291.58,-602938.36499999999,-2115156.2710000002,-86678.03]
[null,null,"BASE",18,"ACIS20",-6509.88,-2557.35,132503.95000000001,955338.69,-2135865.7379999999,-90406.278999999995]
[null,null,"BASE",18,"ACIS21",5496.87,-832.09,123211.19,359643.34499999997,1976002.4779999999,60703.330999999998]
[null,null,"BASE",18,"ACIS22",5577.56,-1127.6500000000001,78988.39,390438.02,1988540.1980000001,64301.567000000003]
[null,null,"BASE",18,"ACIS23",5607.75,4613.53,164776.01999999999,-1167839.0360000001,2009249.665,68029.816000000006]
[null,null,"BASE",18,"ACIS24",5688.43,4317.97,120553.22,-1137044.361,2021787.385,71628.053]
[null,null,"BASE",18,"ACIS25",-2409.91,-7866.72,110604.68,2440510.2379999999,-715804.48600000003,-41705.4]
[null,null,"BASE",18,"ACIS26",-2329.2199999999998,-8162.28,66381.88,2471304.9130000002,-703266.76699999999,-38107.163]
[null,null,"BASE",18,"ACIS27",1057.5,-7933.61,92348.67,2407802.6779999998,465826.73700000002,-8690.9179999999997]
[null,null,"BASE",18,"ACIS28",-2329.2199999999998,-8162.28,66381.88,2471304.9130000002,-703266.76699999999,-38107.163]
[null,null,"BASE",18,"ACIS29",-2040.32,10285.35,249154.11,-2651097.699,-604980.53,-17283.781999999999]
[null,null,"BASE",18,"ACIS30",-1959.63,9989.7900000000009,204931.31,-2620303.0240000002,-592442.81000000006,-13685.545]
[null,null,"BASE",18,"ACIS31",1427.09,10218.459999999999,230898.1,-2683805.2579999999,576650.69299999997,15730.7]
[null,null,"BASE",18,"ACIS32",1507.77,9922.9,186675.3,-2653010.5830000001,589188.41299999994,19328.937000000002]
[null,null,"BASE",18,"ACIS34",-2717.63,-8827.39,106322.93,2705526.6669999999,-823719.89399999997,-67670.623000000007]
[null,null,"BASE",18,"ACIS35",749.78,-8894.27,88066.92,2672819.108,357911.32900000003,-34656.142]
[null,null,"BASE",18,"ACIS36",830.47,-9189.83,43844.12,2703613.7820000001,370449.049,-31057.904999999999]
[null,null,"BASE",18,"ACIS37",-1732.6,11246.01,253435.86,-2916114.128,-497065.12199999997,8681.4419999999991]
[null,null,"BASE",18,"ACIS38",-1651.91,10950.45,209213.06,-2885319.4530000002,-484527.402,12279.679]
[null,null,"BASE",18,"ACIS39",1734.81,11179.12,235179.85,-2948821.6869999999,684566.10100000002,41695.923999999999]
[null,null,"BASE",18,"ACIS40",1815.49,10883.57,190957.05,-2918027.0129999998,697103.821,45294.16]
[null,null,"BASE",18,"ACIS41",-2102.19,-6906.06,114886.42,2175493.8089999999,-607889.07900000003,-15740.175999999999]
[null,null,"BASE",18,"ACIS42",-2021.5,-7201.62,70663.62,2206288.4840000002,-595351.35900000005,-12141.939]
[null,null,"BASE",18,"ACIS43",1365.22,-6972.95,96630.41,2142786.2489999998,573742.14399999997,17274.305]
[null,null,"BASE",18,"ACIS44",1445.91,-7268.51,52407.61,2173580.9240000001,586279.86399999994,20872.542000000001]
[null,null,"BASE",18,"ACIS45",-2348.04,9324.68,244872.37,-2386081.2689999999,-712895.93799999997,-43249.004999999997]
[null,null,"BASE",18,"ACIS46",-2267.35,9029.1200000000008,200649.57,-2355286.5950000002,-700358.21799999999,-39650.767999999996]
[null,null,"BASE",18,"ACIS47",1119.3699999999999,9257.7999999999993,226616.36,-2418788.8289999999,468735.28499999997,-10234.523999999999]
[null,null,"BASE",18,"ACIS48",1200.05,8962.24,182393.56,-2387994.1540000001,481273.005,-6636.2870000000003]
[null,null,"BASE",18,"ACIS49",-6046.84,-1829.95,126672.5,736712.15,-2019340.811,-68271.736999999994]
[null,null,"BASE",18,"ACIS50",-5966.15,-2125.5100000000002,82449.7,767506.82400000002,-2006803.091,-64673.5]
[null,null,"BASE",18,"ACIS51",-5935.97,3615.68,168237.33,-790770.23100000003,-1986093.6240000001,-60945.250999999997]
[null,null,"BASE",18,"ACIS52",-5855.28,3320.12,124014.53,-759975.55700000003,-1973555.9040000001,-57347.014000000003]
[null,null,"BASE",18,"ACIS54",5511.18,-2052.89,65819.14,627686.951,1919429.933,41776.534]
[null,null,"BASE",18,"ACIS55",5622.06,3392.73,107383.97,-899795.43,1952677.12,49103.02]
[null,null,"BASE",18,"ACIS56",5702.74,3097.17,63161.17,-869000.755,1965214.8389999999,52701.256999999998]
[null,null,"BASE",18,"ACIS57",-5782.13,-1003.62,130341.4,508774.41399999999,-1926523.2139999999,-45941.949000000001]
[null,null,"BASE",18,"ACIS58",-5701.45,-1299.18,86118.6,539569.08900000004,-1913985.4950000001,-42343.712]
[null,null,"BASE",18,"ACIS59",-5671.26,4442,171906.23,-1018707.9669999999,-1893276.027,-38615.464]
[null,null,"BASE",18,"ACIS60",-5590.57,4146.4399999999996,127683.43,-987913.29200000002,-1880738.307,-35017.226999999999]
[null,null,"BASE",18,"ACIS61",5246.47,-2879.22,62150.239999999998,855624.68700000003,1826612.3359999999,19446.746999999999]
[null,null,"BASE",18,"ACIS62",5327.16,-3174.78,17927.439999999999,886419.36199999996,1839150.0560000001,23044.984]
[null,null,"BASE",18,"ACIS64",5357.35,2566.4,103715.07,-671857.69400000002,1859859.523,26773.232]
[null,null,"BASE",18,"ACIS65",-6311.55,-2656.27,123003.6,964649.88600000006,-2112158.4070000001,-90601.524000000005]
[null,null,"BASE",18,"ACIS67",-6230.86,-2951.83,78780.800000000003,995444.56,-2099620.6880000001,-87003.288]
[null,null,"BASE",18,"ACIS68",-6119.99,2493.79,120345.63,-532037.821,-2066373.5,-79676.801999999996]
[null,null,"BASE",18,"ACIS69",5775.89,-1226.57,69488.039999999994,399749.21500000003,2012247.5290000001,64106.322]
[null,null,"BASE",18,"ACIS70",5856.58,-1522.13,25265.24,430543.89,2024785.2490000001,67704.558999999994]
[null,null,"BASE",18,"ACIS71",5886.76,4219.05,111052.87,-1127733.166,2045494.716,71432.808000000005]
[null,null,"BASE",18,"ACIS72",5967.45,3923.49,66830.070000000007,-1096938.4909999999,2058032.436,75031.043999999994]
[null,null,"BASE",18,"ACIS73",-2130.89,-8261.2000000000007,56881.52,2480616.108,-679559.43599999999,-38302.408000000003]
[null,null,"BASE",18,"ACIS74",-2050.1999999999998,-8556.76,12658.72,2511410.7829999998,-667021.71600000001,-34704.171000000002]
[null,null,"BASE",18,"ACIS75",1336.52,-8328.09,38625.51,2447908.548,502071.78700000001,-5287.9269999999997]
[null,null,"BASE",18,"ACIS76",1417.21,-8623.65,-5597.29,2478703.2230000002,514609.50699999998,-1689.69]
[null,null,"BASE",18,"ACIS78",-1761.3,9890.8700000000008,195430.96,-2610991.8289999999,-568735.47900000005,-13880.79]
[null,null,"BASE",18,"ACIS79",1706.1,9823.98,177174.95,-2643699.3879999998,612895.74399999995,19133.690999999999]
[null,null,"BASE",18,"ACIS80",1786.79,9528.42,132952.15,-2612904.713,625433.46400000004,22731.928]
[null,null,"BASE",18,"ACIS81",-2438.61,-9221.8700000000008,52599.78,2745632.537,-787474.84299999999,-64267.631999999998]
[null,null,"BASE",18,"ACIS82",-2357.92,-9517.42,8376.98,2776427.2119999998,-774937.12399999995,-60669.394999999997]
[null,null,"BASE",18,"ACIS83",1028.8,-9288.75,34343.769999999997,2712924.9780000001,394156.38,-31253.151000000002]
[null,null,"BASE",18,"ACIS84",1109.49,-9584.31,-9879.0300000000007,2743719.6519999998,406694.09899999999,-27654.914000000001]
[null,null,"BASE",18,"ACIS85",-1453.58,10851.53,199712.7,-2876008.2579999999,-460820.071,12084.433999999999]
[null,null,"BASE",18,"ACIS86",-1372.9,10555.97,155489.9,-2845213.5830000001,-448282.35100000002,15682.67]
[null,null,"BASE",18,"ACIS87",2013.82,10784.65,181456.69,-2908715.8169999998,720811.152,45098.915000000001]
[null,null,"BASE",18,"ACIS88",2094.5100000000002,10489.09,137233.89000000001,-2877921.1430000002,733348.87199999997,48697.152000000002]
[null,null,"BASE",18,"ACIS89",-1823.17,-7300.54,61163.27,2215599.679,-571644.02800000005,-12337.183999999999]
[null,null,"BASE",18,"ACIS90",-1742.48,-7596.1,16940.47,2246394.3539999998,-559106.30799999996,-8738.9480000000003]
[null,null,"BASE",18,"ACIS91",1644.24,-7367.42,42907.26,2182892.1189999999,609987.19499999995,20677.296999999999]
[null,null,"BASE",18,"ACIS92",1724.93,-7662.98,-1315.54,2213686.7940000002,622524.91500000004,24275.534]
[null,null,"BASE",18,"ACIS93",-2069.02,8930.2099999999991,191149.21,-2345975.3990000002,-676650.88699999999,-39846.014000000003]
[null,null,"BASE",18,"ACIS94",-1988.34,8634.65,146926.41,-2315180.7250000001,-664113.16700000002,-36247.777000000002]
[null,null,"BASE",18,"ACIS95",1398.38,8863.32,172893.2,-2378682.9589999998,504980.33600000001,-6831.5330000000004]
[null,null,"BASE",18,"ACIS96",1479.07,8567.76,128670.39999999999,-2347888.284,517518.05599999998,-3233.2959999999998]

{"sheet":"محاسبات برش دو طرفه گره(ها)","index":1,"n_rows":1684,"n_cols":39,"rows_kept":1684,"cut":false,"hidden":false,"merged":[[1,38,1,44]]}
[]
[null,null,null,null,null,null,null,null,null,null,"کنترل تنش برشی دو طرفه بر اساس آیین‏نامه ACI 318-08",null,null,null,null,null,null,null,null,null,null,null,null,null,null,null,null,null,null,null,null,null,null,null,null,null,null,null,"راهنمای حالت‏های برش دوطرفه"]
[]
[null,"f'c=",250,"Kg/cm2",null,null,null,null,null,"مقاومت فشاری مشخصه نمونه استوانه استاندارد"]
[null,"φ=",0.75,null,null,null,null,null,null,"ضریب کاهش مقاومت برشی",null,null,null,null,null,null,null,null,null,null,null,null,null,null,null,null,null,null,null,null,null,null,null,null,null,null,"تهیه کننده:"]
[null,"d=",90,"cm",null,null,null,null,null,"عمق موثر (فاصله دورترین تار فشاری بتن تا محور میلگردهای کششی)",null,null,null,null,null,null,null,null,null,null,null,null,null,null,null,null,null,null,null,null,null,null,null,null,null,null,"شرو وارتومیان"]
[null,"fys=",4000,"Kg/cm2",null,null,null,null,null,"مقاومت مشخصه میلگردهای عرضی",null,null,null,null,null,null,null,null,null,null,null,null,null,null,null,null,"Ratio Max=",1,null,null,null,null,null,null,null,null,"کارشناس ارشد عمران - سازه"]
[null,"dbs=",20,"mm",null,null,null,null,null,"قطر میلگردهای عرضی",null,null,null,null,null,null,null,null,null,null,null,null,null,null,null,null,"(Av/S)req Max=",{"$f":"SUBTOTAL(4,AG11:AG1048576)","v":0.51998527513733039},null,null,null,null,null,null,null,null,"تلفن همراه: 3831738-912-98+"]
[null,null,null,null,null,null,null,null,null,null,null,null,null,null,null,null,null,null,null,null,null,null,null,null,null,null,null,null,null,null,null,null,null,null,null,null,"Email: sh.vartoumian@gmail.com"]
[null,"Story","Point\nLabel","Load\nCombo",null,"Vu\n(Kgf)","Mux\n(Kgf.cm)","Muy\n(Kgf.cm)","Lx\n(cm)","Ly\n(cm)","حالت","bx\n(cm)","by\n(cm)","b0\n(cm)","Jcx/Cy\n(cm3)","Jcx/C'y\n(cm3)","Jcy/Cx\n(cm3)","Jcy/C'x\n(cm3)","βc","αs","vc\n(Kg.cm2)","γvx","γvy","Muvx\n(Kgf.cm)","Muvy\n(Kgf.cm)","Ac\n(cm2)","vu\n(Kg.cm2)","Ratio","Vn\n(Kgf)","3Vc\n(Kgf)","Vn≤3Vc","d≥150mm OR d≥16dbs","(Av/S)req"]
[null,{"$f":"'ورودی نیروها'!C4","v":"BASE"},{"$f":"'ورودی نیروها'!D4","v":1},{"$f":"'ورودی نیروها'!E4","v":"ACIB01"},{"$f":"CONCATENATE(C11,\" - \",D11)","v":"1 - ACIB01"},{"$f":"ABS('ورودی نیروها'!H4)","v":134656.04999999999},{"$f":"ABS('ورودی نیروها'!I4)","v":150327.85500000001},{"$f":"ABS('ورودی نیروها'!J4)","v":190986.196},{"$f":"VLOOKUP(C11,'ورودی نیروها'!M$4:P$1000000,2,FALSE)","v":60},{"$f":"VLOOKUP(C11,'ورودی نیروها'!M$4:P$1000000,3,FALSE)","v":45},{"$f":"VLOOKUP(C11,'ورودی نیروها'!M$4:P$1000000,4,FALSE)","v":4},{"$f":"IF(OR(K11=1,K11=2),I11+$C$6,I11+($C$6/2))","v":105},{"$f":"IF(OR(K11=1,K11=3),J11+$C$6,J11+($C$6/2))","v":90},{"$f":"IF(VLOOKUP(C11,'ورودی نیروها'!M$4:Q$1048576,5,FALSE)=0,IF(K11=1,2*L11+2*M11,IF(K11=2,L11+2*M11,IF(K11=3,2*L11+M11,L11+M11))),VLOOKUP(C11,'ورودی نیروها'!M$4:Q$1048576,5,FALSE))","v":195},{"$f":"IF(K11=1,(L11*$C$6*(L11+3*M11)+$C$6^3)/3,IF(K11=2,(2*M11^2*$C$6*(M11+2*L11)+$C$6^3*(2*M11+L11))/(6*M11),IF(K11=3,M11*$C$6*(M11+6*L11)/6,($C$6*(L11+4*M11)+$C$6^3*(L11+M11))/(6*L11))))","v":225709.28571428571},{"$f":"IF(K11=1,(L11*$C$6*(L11+3*M11)+$C$6^3)/3,IF(K11=2,(2*M11^2*$C$6*(M11+2*L11)+$C$6^3*(2*M11+L11))/(6*(L11+M11)),IF(K11=3,(M11*$C$6*(M11+6*L11)+$C$6^3)/6,(L11^2*$C$6*(L11+4*M11)+$C$6^3*(L11+M11))/(6*(L11+2*M11)))))","v":352953.94736842107},{"$f":"IF(K11=1,(M11*$C$6*(M11+3*L11)+$C$6^3)/3,IF(K11=2,L11*$C$6*(L11+6*M11)/6,IF(K11=3,(2*L11^2*$C$6*(L11+2*M11)+$C$6^3*(2*L11+M11))/(6*L11),($C$6*(M11+4*L11)+$C$6^3*(M11+L11))/(6*M11))))","v":263335},{"$f":"IF(K11=1,(M11*$C$6*(M11+3*L11)+$C$6^3)/3,IF(K11=2,(L11*$C$6*(L11+6*M11)+$C$6^3)/6,IF(K11=3,(2*L11^2*$C$6*(L11+2*M11)+$C$6^3*(2*L11+M11))/(6*(M11+L11)),(M11^2*$C$6*(M11+4*L11)+$C$6^3*(M11+L11))/(6*(M11+2*L11)))))","v":285525},{"$f":"MAX(I11:J11)/MIN(I11:J11)","v":1.3333333333333333},{"$f":"IF(K11=1,40,IF(K11=4,20,30))","v":20},{"$f":"MIN(0.53*$C$5*(1+(2/S11))*SQRT($C$4),0.53*$C$5*(1+((T11*$C$6)/(2*N11)))*SQRT($C$4),1.06*$C$5*SQRT($C$4))","v":12.570053699169309},{"$f":"1-(1/((1+(2/3)*SQRT(L11/M11))))","v":0.41863246886335237},{"$f":"1-(1/((1+(2/3)*SQRT(M11/L11))))","v":0.38165241513967074},{"$f":"V11*G11","v":62932.121077582051},{"$f":"W11*H11","v":72890.342961738526},{"$f":"N11*$C$6","v":17550},{"$f":"(F11/Z11)+(X11/MIN(O11:P11))+(Y11/MIN(Q11:R11))","v":8.2283257915963013},{"$f":"AA11/U11","v":0.65459750519125226},{"$f":"IF(AB11<=1,\"-\",F11/$C$5)","v":"-"},{"$f":"IF(AB11<=1,\"-\",3*U11*N11*$C$6/$C$5)","v":"-"},{"$f":"IF(AB11<=1,\"-\",IF(AC11<=AD11,\"OK\",\"NOT OK\"))","v":"-"},{"$f":"IF(AB11<=1,\"-\",IF(OR($C$6>=15,$C$6>=16*($C$8/10)),\"OK\",\"NOT OK\"))","v":"-"},{"$f":"IF(OR(AE11=\"NOT OK\",AF11=\"NOT OK\"),\"CANT USE\",IF(AB11<=1,\"-\",(AA11-U11)*N11/($C$5*$C$7)))","v":"-"}]
[null,{"$f":"'ورودی نیروها'!C5","v":"BASE"},{"$f":"'ورودی نیروها'!D5","v":1},{"$f":"'ورودی نیروها'!E5","v":"ACIB02"},{"$f":"CONCATENATE(C12,\" - \",D12)","v":"1 - ACIB02"},{"$f":"ABS('ورودی نیروها'!H5)","v":146088.64000000001},{"$f":"ABS('ورودی نیروها'!I5)","v":124336.697},{"$f":"ABS('ورودی نیروها'!J5)","v":236246.20300000001},{"$f":"VLOOKUP(C12,'ورودی نیروها'!M$4:P$1000000,2,FALSE)","v":60},{"$f":"VLOOKUP(C12,'ورودی نیروها'!M$4:P$1000000,3,FALSE)","v":45},{"$f":"VLOOKUP(C12,'ورودی نیروها'!M$4:P$1000000,4,FALSE)","v":4},{"$f":"IF(OR(K12=1,K12=2),I12+$C$6,I12+($C$6/2))","v":105},{"$f":"IF(OR(K12=1,K12=3),J12+$C$6,J12+($C$6/2))","v":90},{"$f":"IF(VLOOKUP(C12,'ورودی نیروها'!M$4:Q$1048576,5,FALSE)=0,IF(K12=1,2*L12+2*M12,IF(K12=2,L12+2*M12,IF(K12=3,2*L12+M12,L12+M12))),VLOOKUP(C12,'ورودی نیروها'!M$4:Q$1048576,5,FALSE))","v":195},{"$f":"IF(K12=1,(L12*$C$6*(L12+3*M12)+$C$6^3)/3,IF(K12=2,(2*M12^2*$C$6*(M12+2*L12)+$C$6^3*(2*M12+L12))/(6*M12),IF(K12=3,M12*$C$6*(M12+6*L12)/6,($C$6*(L12+4*M12)+$C$6^3*(L12+M12))/(6*L12))))","v":225709.28571428571},{"$f":"IF(K12=1,(L12*$C$6*(L12+3*M12)+$C$6^3)/3,IF(K12=2,(2*M12^2*$C$6*(M12+2*L12)+$C$6^3*(2*M12+L12))/(6*(L12+M12)),IF(K12=3,(M12*$C$6*(M12+6*L12)+$C$6^3)/6,(L12^2*$C$6*(L12+4*M12)+$C$6^3*(L12+M12))/(6*(L12+2*M12)))))","v":352953.94736842107},{"$f":"IF(K12=1,(M12*$C$6*(M12+3*L12)+$C$6^3)/3,IF(K12=2,L12*$C$6*(L12+6*M12)/6,IF(K12=3,(2*L12^2*$C$6*(L12+2*M12)+$C$6^3*(2*L12+M12))/(6*L12),($C$6*(M12+4*L12)+$C$6^3*(M12+L12))/(6*M12))))","v":263335},{"$f":"IF(K12=1,(M12*$C$6*(M12+3*L12)+$C$6^3)/3,IF(K12=2,(L12*$C$6*(L12+6*M12)+$C$6^3)/6,IF(K12=3,(2*L12^2*$C$6*(L12+2*M12)+$C$6^3*(2*L12+M12))/(6*(M12+L12)),(M12^2*$C$6*(M12+4*L12)+$C$6^3*(M12+L12))/(6*(M12+2*L12)))))","v":285525},{"$f":"MAX(I12:J12)/MIN(I12:J12)","v":1.3333333333333333},{"$f":"IF(K12=1,40,IF(K12=4,20,30))","v":20},{"$f":"MIN(0.53*$C$5*(1+(2/S12))*SQRT($C$4),0.53*$C$5*(1+((T12*$C$6)/(2*N12)))*SQRT($C$4),1.06*$C$5*SQRT($C$4))","v":12.570053699169309},{"$f":"1-(1/((1+(2/3)*SQRT(L12/M12))))","v":0.41863246886335237},{"$f":"1-(1/((1+(2/3)*SQRT(M12/L12))))","v":0.38165241513967074},{"$f":"V12*G12","v":52051.37843542458},{"$f":"W12*H12","v":90163.933942526928},{"$f":"N12*$C$6","v":17550},{"$f":"(F12/Z12)+(X12/MIN(O12:P12))+(Y12/MIN(Q12:R12))","v":8.8971440314749763},{"$f":"AA12/U12","v":0.70780477509518858},{"$f":"IF(AB12<=1,\"-\",F12/$C$5)","v":"-"},{"$f":"IF(AB12<=1,\"-\",3*U12*N12*$C$6/$C$5)","v":"-"},{"$f":"IF(AB12<=1,\"-\",IF(AC12<=AD12,\"OK\",\"NOT OK\"))","v":"-"},{"$f":"IF(AB12<=1,\"-\",IF(OR($C$6>=15,$C$6>=16*($C$8/10)),\"OK\",\"NOT OK\"))","v":"-"},{"$f":"IF(OR(AE12=\"NOT OK\",AF12=\"NOT OK\"),\"CANT USE\",IF(AB12<=1,\"-\",(AA12-U12)*N12/($C$5*$C$7)))","v":"-"}]
[null,{"$f":"'ورودی نیروها'!C6","v":"BASE"},{"$f":"'ورودی نیروها'!D6","v":1},{"$f":"'ورودی نیروها'!E6","v":"ACIS01"},"1 - ACIS01",{"$f":"ABS('ورودی نیروها'!H6)","v":96993.21},{"$f":"ABS('ورودی نیروها'!I6)","v":741201.72100000002},{"$f":"ABS('ورودی نیروها'!J6)","v":2065589.064},{"$f":"VLOOKUP(C13,'ورودی نیروها'!M$4:P$1000000,2,FALSE)","v":60},{"$f":"VLOOKUP(C13,'ورودی نیروها'!M$4:P$1000000,3,FALSE)","v":45},{"$f":"VLOOKUP(C13,'ورودی نیروها'!M$4:P$1000000,4,FALSE)","v":4},105,90,{"$f":"IF(VLOOKUP(C13,'ورودی نیروها'!M$4:Q$1048576,5,FALSE)=0,IF(K13=1,2*L13+2*M13,IF(K13=2,L13+2*M13,IF(K13=3,2*L13+M13,L13+M13))),VLOOKUP(C13,'ورودی نیروها'!M$4:Q$1048576,5,FALSE))","v":195},225709.28571428571,352953.94736842107,263335,285525,1.3333333333333333,20,12.570053699169309,0.41863246886335237,0.38165241513967074,310291.10638799571,788337.05496169196,17550,9.8950825904858668,0.78719493387206319,"-","-","-","-","-"]
[null,{"$f":"'ورودی نیروها'!C7","v":"BASE"},{"$f":"'ورودی نیروها'!D7","v":1},{"$f":"'ورودی نیروها'!E7","v":"ACIS02"},"1 - ACIS02",{"$f":"ABS('ورودی نیروها'!H7)","v":56567.05},{"$f":"ABS('ورودی نیروها'!I7)","v":695981.72400000005},{"$f":"ABS('ورودی نیروها'!J7)","v":2123014.5249999999},{"$f":"VLOOKUP(C14,'ورودی نیروها'!M$4:P$1000000,2,FALSE)","v":60},{"$f":"VLOOKUP(C14,'ورودی نیروها'!M$4:P$1000000,3,FALSE)","v":45},{"$f":"VLOOKUP(C14,'ورودی نیروها'!M$4:P$1000000,4,FALSE)","v":4},105,90,{"$f":"IF(VLOOKUP(C14,'ورودی نیروها'!M$4:Q$1048576,5,FALSE)=0,IF(K14=1,2*L14+2*M14,IF(K14=2,L14+2*M14,IF(K14=3,2*L14+M14,L14+M14))),VLOOKUP(C14,'ورودی نیروها'!M$4:Q$1048576,5,FALSE))","v":195},225709.28571428571,352953.94736842107,263335,285525,1.3333333333333333,20,12.570053699169309,0.41863246886335237,0.38165241513967074,291360.54740189231,810253.62084285088,17550,7.5909532057801048,0.60389186772382308,"-","-","-","-","-"]
[null,{"$f":"'ورودی نیروها'!C8","v":"BASE"},{"$f":"'ورودی نیروها'!D8","v":1},{"$f":"'ورودی نیروها'!E8","v":"ACIS03"},"1 - ACIS03",{"$f":"ABS('ورودی نیروها'!H8)","v":80429.570000000007},{"$f":"ABS('ورودی نیروها'!I8)","v":570154.321},{"$f":"ABS('ورودی نیروها'!J8)","v":2108300.3020000001},{"$f":"VLOOKUP(C15,'ورودی نیروها'!M$4:P$1000000,2,FALSE)","v":60},{"$f":"VLOOKUP(C15,'ورودی نیروها'!M$4:P$1000000,3,FALSE)","v":45},{"$f":"VLOOKUP(C15,'ورودی نیروها'!M$4:P$1000000,4,FALSE)","v":4},105,90,{"$f":"IF(VLOOKUP(C15,'ورودی نیروها'!M$4:Q$1048576,5,FALSE)=0,IF(K15=1,2*L15+2*M15,IF(K15=2,L15+2*M15,IF(K15=3,2*L15+M15,L15+M15))),VLOOKUP(C15,'ورودی نیروها'!M$4:Q$1048576,5,FALSE))","v":195},225709.28571428571,352953.94736842107,263335,285525,1.3333333333333333,20,12.570053699169309,0.41863246886335237,0.38165241513967074,238685.1110333383,804637.90209799726,17550,8.6959382196231232,0.69179801675770036,"-","-","-","-","-"]
[null,{"$f":"'ورودی نیروها'!C9","v":"BASE"},{"$f":"'ورودی نیروها'!D9","v":1},{"$f":"'ورودی نیروها'!E9","v":"ACIS04"},"1 - ACIS04",{"$f":"ABS('ورودی نیروها'!H9)","v":40003.410000000003},{"$f":"ABS('ورودی نیروها'!I9)","v":615374.31799999997},{"$f":"ABS('ورودی نیروها'!J9)","v":2165725.7629999998},{"$f":"VLOOKUP(C16,'ورودی نیروها'!M$4:P$1000000,2,FALSE)","v":60},{"$f":"VLOOKUP(C16,'ورودی نیروها'!M$4:P$1000000,3,FALSE)","v":45},{"$f":"VLOOKUP(C16,'ورودی نیروها'!M$4:P$1000000,4,FALSE)","v":4},105,90,{"$f":"IF(VLOOKUP(C16,'ورودی نیروها'!M$4:Q$1048576,5,FALSE)=0,IF(K16=1,2*L16+2*M16,IF(K16=2,L16+2*M16,IF(K16=3,2*L16+M16,L16+M16))),VLOOKUP(C16,'ورودی نیروها'!M$4:Q$1048576,5,FALSE))","v":195},225709.28571428571,352953.94736842107,263335,285525,1.3333333333333333,20,12.570053699169309,0.41863246886335237,0.38165241513967074,257615.67001944169,826554.46797915606,17550,6.5595516809965115,0.52183959098201782,"-","-","-","-","-"]
[null,{"$f":"'ورودی نیروها'!C10","v":"BASE"},{"$f":"'ورودی نیروها'!D10","v":1},{"$f":"'ورودی نیروها'!E10","v":"ACIS05"},"1 - ACIS05",{"$f":"ABS('ورودی نیروها'!H10)","v":229171.99},{"$f":"ABS('ورودی نیروها'!I10)","v":867434.52500000002},{"$f":"ABS('ورودی نیروها'!J10)","v":2583810.3569999998},{"$f":"VLOOKUP(C17,'ورودی نیروها'!M$4:P$1000000,2,FALSE)","v":60},{"$f":"VLOOKUP(C17,'ورودی نیروها'!M$4:P$1000000,3,FALSE)","v":45},{"$f":"VLOOKUP(C17,'ورودی نیروها'!M$4:P$1000000,4,FALSE)","v":4},105,90,{"$f":"IF(VLOOKUP(C17,'ورودی نیروها'!M$4:Q$1048576,5,FALSE)=0,IF(K17=1,2*L17+2*M17,IF(K17=2,L17+2*M17,IF(K17=3,2*L17+M17,L17+M17))),VLOOKUP(C17,'ورودی نیروها'!M$4:Q$1048576,5,FALSE))","v":195},225709.28571428571,352953.94736842107,263335,285525,1.3333333333333333,20,12.570053699169309,0.41863246886335237,0.38165241513967074,363136.25677805935,986117.46301194478,17550,18.411826364007091,1.4647372878943099,305562.65333333332,882417.7696816856,"OK","OK",0.37971522321445583]
[null,{"$f":"'ورودی نیروها'!C11","v":"BASE"},{"$f":"'ورودی نیروها'!D11","v":1},{"$f":"'ورودی نیروها'!E11","v":"ACIS06"},"1 - ACIS06",{"$f":"ABS('ورودی نیروها'!H11)","v":188745.83},{"$f":"ABS('ورودی نیروها'!I11)","v":822214.52800000005},{"$f":"ABS('ورودی نیروها'!J11)","v":2526384.8960000002},{"$f":"VLOOKUP(C18,'ورودی نیروها'!M$4:P$1000000,2,FALSE)","v":60},{"$f":"VLOOKUP(C18,'ورودی نیروها'!M$4:P$1000000,3,FALSE)","v":45},{"$f":"VLOOKUP(C18,'ورودی نیروها'!M$4:P$1000000,4,FALSE)","v":4},105,90,{"$f":"IF(VLOOKUP(C18,'ورودی نیروها'!M$4:Q$1048576,5,FALSE)=0,IF(K18=1,2*L18+2*M18,IF(K18=2,L18+2*M18,IF(K18=3,2*L18+M18,L18+M18))),VLOOKUP(C18,'ورودی نیروها'!M$4:Q$1048576,5,FALSE))","v":195},225709.28571428571,352953.94736842107,263335,285525,1.3333333333333333,20,12.570053699169309,0.41863246886335237,0.38165241513967074,344205.69779195596,964200.89713078598,17550,15.9412431020639,1.2681921242005016,251661.10666666666,882417.7696816856,"OK","OK",0.21912731118814846]
[null,{"$f":"'ورودی نیروها'!C12","v":"BASE"},{"$f":"'ورودی نیروها'!D12","v":1},{"$f":"'ورودی نیروها'!E12","v":"ACIS07"},"1 - ACIS07",{"$f":"ABS('ورودی نیروها'!H12)","v":212608.35},{"$f":"ABS('ورودی نیروها'!I12)","v":443921.51699999999},{"$f":"ABS('ورودی نیروها'!J12)","v":2541099.1189999999},{"$f":"VLOOKUP(C19,'ورودی نیروها'!M$4:P$1000000,2,FALSE)","v":60},{"$f":"VLOOKUP(C19,'ورودی نیروها'!M$4:P$1000000,3,FALSE)","v":45},{"$f":"VLOOKUP(C19,'ورودی نیروها'!M$4:P$1000000,4,FALSE)","v":4},105,90,{"$f":"IF(VLOOKUP(C19,'ورودی نیروها'!M$4:Q$1048576,5,FALSE)=0,IF(K19=1,2*L19+2*M19,IF(K19=2,L19+2*M19,IF(K19=3,2*L19+M19,L19+M19))),VLOOKUP(C19,'ورودی نیروها'!M$4:Q$1048576,5,FALSE))","v":195},225709.28571428571,352953.94736842107,263335,285525,1.3333333333333333,20,12.570053699169309,0.41863246886335237,0.38165241513967074,185839.96064327465,969816.6158756396,17550,16.620620333578337,1.3222394057613858,283477.8,882417.7696816856,"OK","OK",0.2632868312365868]
[null,{"$f":"'ورودی نیروها'!C13","v":"BASE"},{"$f":"'ورودی نیروها'!D13","v":1},{"$f":"'ورودی نیروها'!E13","v":"ACIS08"},"1 - ACIS08",{"$f":"ABS('ورودی نیروها'!H13)","v":172182.19},{"$f":"ABS('ورودی نیروها'!I13)","v":489141.51400000002},{"$f":"ABS('ورودی نیروها'!J13)","v":2483673.6579999998},{"$f":"VLOOKUP(C20,'ورودی نیروها'!M$4:P$1000000,2,FALSE)","v":60},{"$f":"VLOOKUP(C20,'ورودی نیروها'!M$4:P$1000000,3,FALSE)","v":45},{"$f":"VLOOKUP(C20,'ورودی نیروها'!M$4:P$1000000,4,FALSE)","v":4},105,90,{"$f":"IF(VLOOKUP(C20,'ورودی نیروها'!M$4:Q$1048576,5,FALSE)=0,IF(K20=1,2*L20+2*M20,IF(K20=2,L20+2*M20,IF(K20=3,2*L20+M20,L20+M20))),VLOOKUP(C20,'ورودی نیروها'!M$4:Q$1048576,5,FALSE))","v":195},225709.28571428571,352953.94736842107,263335,285525,1.3333333333333333,20,12.570053699169309,0.41863246886335237,0.38165241513967074,204770.51962937805,947900.04999448056,17550,14.317779917714297,1.1390388824401352,229576.25333333333,882417.7696816856,"OK","OK",0.11360220420542425]
[null,{"$f":"'ورودی نیروها'!C14","v":"BASE"},{"$f":"'ورودی نیروها'!D14","v":1},{"$f":"'ورودی نیروها'!E14","v":"ACIS09"},"1 - ACIS09",{"$f":"ABS('ورودی نیروها'!H14)","v":95174.28},{"$f":"ABS('ورودی نیروها'!I14)","v":962586.62699999998},{"$f":"ABS('ورودی نیروها'!J14)","v":2203914.344},{"$f":"VLOOKUP(C21,'ورودی نیروها'!M$4:P$1000000,2,FALSE)","v":60},{"$f":"VLOOKUP(C21,'ورودی نیروها'!M$4:P$1000000,3,FALSE)","v":45},{"$f":"VLOOKUP(C21,'ورودی نیروها'!M$4:P$1000000,4,FALSE)","v":4},105,90,{"$f":"IF(VLOOKUP(C21,'ورودی نیروها'!M$4:Q$1048576,5,FALSE)=0,IF(K21=1,2*L21+2*M21,IF(K21=2,L21+2*M21,IF(K21=3,2*L21+M21,L21+M21))),VLOOKUP(C21,'ورودی نیروها'!M$4:Q$1048576,5,FALSE))","v":195},225709.28571428571,352953.94736842107,263335,285525,1.3333333333333333,20,12.570053699169309,0.41863246886335237,0.38165241513967074,402970.01615585689,841129.23214856314,17550,10.402527069467084,0.8275642505930213,"-","-","-","-","-"]
[null,{"$f":"'ورودی نیروها'!C15","v":"BASE"},{"$f":"'ورودی نیروها'!D15","v":1},{"$f":"'ورودی نیروها'!E15","v":"ACIS10"},"1 - ACIS10",{"$f":"ABS('ورودی نیروها'!H15)","v":54748.12},{"$f":"ABS('ورودی نیروها'!I15)","v":917366.63},{"$f":"ABS('ورودی نیروها'!J15)","v":2261339.8050000002},{"$f":"VLOOKUP(C22,'ورودی نیروها'!M$4:P$1000000,2,FALSE)","v":60},{"$f":"VLOOKUP(C22,'ورودی نیروها'!M$4:P$1000000,3,FALSE)","v":45},{"$f":"VLOOKUP(C22,'ورودی نیروها'!M$4:P$1000000,4,FALSE)","v":4},105,90,{"$f":"IF(VLOOKUP(C22,'ورودی نیروها'!M$4:Q$1048576,5,FALSE)=0,IF(K22=1,2*L22+2*M22,IF(K22=2,L22+2*M22,IF(K22=3,2*L22+M22,L22+M22))),VLOOKUP(C22,'ورودی نیروها'!M$4:Q$1048576,5,FALSE))","v":195},225709.28571428571,352953.94736842107,263335,285525,1.3333333333333333,20,12.570053699169309,0.41863246886335237,0.38165241513967074,384039.4571697535,863045.79802972218,17550,8.0983976847613217,0.6442611844447812,"-","-","-","-","-"]
[null,{"$f":"'ورودی نیروها'!C16","v":"BASE"},{"$f":"'ورودی نیروها'!D16","v":1},{"$f":"'ورودی نیروها'!E16","v":"ACIS11"},"1 - ACIS11",{"$f":"ABS('ورودی نیروها'!H16)","v":78610.64},{"$f":"ABS('ورودی نیروها'!I16)","v":348769.41499999998},{"$f":"ABS('ورودی نیروها'!J16)","v":2246625.5830000001},{"$f":"VLOOKUP(C23,'ورودی نیروها'!M$4:P$1000000,2,FALSE)","v":60},{"$f":"VLOOKUP(C23,'ورودی نیروها'!M$4:P$1000000,3,FALSE)","v":45},{"$f":"VLOOKUP(C23,'ورودی نیروها'!M$4:P$1000000,4,FALSE)","v":4},105,90,{"$f":"IF(VLOOKUP(C23,'ورودی نیروها'!M$4:Q$1048576,5,FALSE)=0,IF(K23=1,2*L23+2*M23,IF(K23=2,L23+2*M23,IF(K23=3,2*L23+M23,L23+M23))),VLOOKUP(C23,'ورودی نیروها'!M$4:Q$1048576,5,FALSE))","v":195},225709.28571428571,352953.94736842107,263335,285525,1.3333333333333333,20,12.570053699169309,0.41863246886335237,0.38165241513967074,146006.20126547711,857430.07966652082,17550,8.3821589788002875,0.66683557440603625,"-","-","-","-","-"]
[null,{"$f":"'ورودی نیروها'!C17","v":"BASE"},{"$f":"'ورودی نیروها'!D17","v":1},{"$f":"'ورودی نیروها'!E17","v":"ACIS12"},"1 - ACIS12",{"$f":"ABS('ورودی نیروها'!H17)","v":64934.37},{"$f":"ABS('ورودی نیروها'!I17)","v":893626.35400000005},{"$f":"ABS('ورودی نیروها'!J17)","v":1891886.057},{"$f":"VLOOKUP(C24,'ورودی نیروها'!M$4:P$1000000,2,FALSE)","v":60},{"$f":"VLOOKUP(C24,'ورودی نیروها'!M$4:P$1000000,3,FALSE)","v":45},{"$f":"VLOOKUP(C24,'ورودی نیروها'!M$4:P$1000000,4,FALSE)","v":4},105,90,{"$f":"IF(VLOOKUP(C24,'ورودی نیروها'!M$4:Q$1048576,5,FALSE)=0,IF(K24=1,2*L24+2*M24,IF(K24=2,L24+2*M24,IF(K24=3,2*L24+M24,L24+M24))),VLOOKUP(C24,'ورودی نیروها'!M$4:Q$1048576,5,FALSE))","v":195},225709.28571428571,352953.94736842107,263335,285525,1.3333333333333333,20,12.570053699169309,0.41863246886335237,0.38165241513967074,374101.00681637612,722042.88282311882,17550,8.0993279861687135,0.64433519378711623,"-","-","-","-","-"]
[null,{"$f":"'ورودی نیروها'!C18","v":"BASE"},{"$f":"'ورودی نیروها'!D18","v":1},{"$f":"'ورودی نیروها'!E18","v":"ACIS13"},"1 - ACIS13",{"$f":"ABS('ورودی نیروها'!H18)","v":230990.92},{"$f":"ABS('ورودی نیروها'!I18)","v":646049.61899999995},{"$f":"ABS('ورودی نیروها'!J18)","v":2722135.6379999998},{"$f":"VLOOKUP(C25,'ورودی نیروها'!M$4:P$1000000,2,FALSE)","v":60},{"$f":"VLOOKUP(C25,'ورودی نیروها'!M$4:P$1000000,3,FALSE)","v":45},{"$f":"VLOOKUP(C25,'ورودی نیروها'!M$4:P$1000000,4,FALSE)","v":4},105,90,{"$f":"IF(VLOOKUP(C25,'ورودی نیروها'!M$4:Q$1048576,5,FALSE)=0,IF(K25=1,2*L25+2*M25,IF(K25=2,L25+2*M25,IF(K25=3,2*L25+M25,L25+M25))),VLOOKUP(C25,'ورودی نیروها'!M$4:Q$1048576,5,FALSE))","v":195},225709.28571428571,352953.94736842107,263335,285525,1.3333333333333333,20,12.570053699169309,0.41863246886335237,0.38165241513967074,270457.34701019817,1038909.6405804683,17550,18.305332593269725,1.4562652659534328,307987.89333333337,882417.7696816856,"OK","OK",0.37279312811652704]
[null,{"$f":"'ورودی نیروها'!C19","v":"BASE"},{"$f":"'ورودی نیروها'!D19","v":1},{"$f":"'ورودی نیروها'!E19","v":"ACIS14"},"1 - ACIS14",{"$f":"ABS('ورودی نیروها'!H19)","v":190564.76},{"$f":"ABS('ورودی نیروها'!I19)","v":600829.62199999997},{"$f":"ABS('ورودی نیروها'!J19)","v":2664710.1770000001},{"$f":"VLOOKUP(C26,'ورودی نیروها'!M$4:P$1000000,2,FALSE)","v":60},{"$f":"VLOOKUP(C26,'ورودی نیروها'!M$4:P$1000000,3,FALSE)","v":45},{"$f":"VLOOKUP(C26,'ورودی نیروها'!M$4:P$1000000,4,FALSE)","v":4},105,90,{"$f":"IF(VLOOKUP(C26,'ورودی نیروها'!M$4:Q$1048576,5,FALSE)=0,IF(K26=1,2*L26+2*M26,IF(K26=2,L26+2*M26,IF(K26=3,2*L26+M26,L26+M26))),VLOOKUP(C26,'ورودی نیروها'!M$4:Q$1048576,5,FALSE))","v":195},225709.28571428571,352953.94736842107,263335,285525,1.3333333333333333,20,12.570053699169309,0.41863246886335237,0.38165241513967074,251526.78802409477,1016993.0746993095,17550,15.834749331326538,1.2597201022596249,254086.34666666668,882417.7696816856,"OK","OK",0.21220521609021989]
[null,{"$f":"'ورودی نیروها'!C20","v":"BASE"},{"$f":"'ورودی نیروها'!D20","v":1},{"$f":"'ورودی نیروها'!E20","v":"ACIS15"},"1 - ACIS15",{"$f":"ABS('ورودی نیروها'!H20)","v":214427.28},{"$f":"ABS('ورودی نیروها'!I20)","v":665306.42299999995},{"$f":"ABS('ورودی نیروها'!J20)","v":2679424.3990000002},{"$f":"VLOOKUP(C27,'ورودی نیروها'!M$4:P$1000000,2,FALSE)","v":60},{"$f":"VLOOKUP(C27,'ورودی نیروها'!M$4:P$1000000,3,FALSE)","v":45},{"$f":"VLOOKUP(C27,'ورودی نیروها'!M$4:P$1000000,4,FALSE)","v":4},105,90,{"$f":"IF(VLOOKUP(C27,'ورودی نیروها'!M$4:Q$1048576,5,FALSE)=0,IF(K27=1,2*L27+2*M27,IF(K27=2,L27+2*M27,IF(K27=3,2*L27+M27,L27+M27))),VLOOKUP(C27,'ورودی نیروها'!M$4:Q$1048576,5,FALSE))","v":195},225709.28571428571,352953.94736842107,263335,285525,1.3333333333333333,20,12.570053699169309,0.41863246886335237,0.38165241513967074,278518.87041113584,1022608.7930625109,17550,17.335350282645024,1.379099142893131,285903.03999999998,882417.7696816856,"OK","OK",0.30974427792592146]
[null,{"$f":"'ورودی نیروها'!C21","v":"BASE"},{"$f":"'ورودی نیروها'!D21","v":1},{"$f":"'ورودی نیروها'!E21","v":"ACIS16"},"1 - ACIS16",{"$f":"ABS('ورودی نیروها'!H21)","v":174001.12},{"$f":"ABS('ورودی نیروها'!I21)","v":710526.42},{"$f":"ABS('ورودی نیروها'!J21)","v":2621998.9380000001},{"$f":"VLOOKUP(C28,'ورودی نیروها'!M$4:P$1000000,2,FALSE)","v":60},{"$f":"VLOOKUP(C28,'ورودی نیروها'!M$4:P$1000000,3,FALSE)","v":45},{"$f":"VLOOKUP(C28,'ورودی نیروها'!M$4:P$1000000,4,FALSE)","v":4},105,90,{"$f":"IF(VLOOKUP(C28,'ورودی نیروها'!M$4:Q$1048576,5,FALSE)=0,IF(K28=1,2*L28+2*M28,IF(K28=2,L28+2*M28,IF(K28=3,2*L28+M28,L28+M28))),VLOOKUP(C28,'ورودی نیروها'!M$4:Q$1048576,5,FALSE))","v":195},225709.28571428571,352953.94736842107,263335,285525,1.3333333333333333,20,12.570053699169309,0.41863246886335237,0.38165241513967074,297449.42939723923,1000692.2271813519,17550,15.032509866780986,1.1958986195718804,232001.49333333332,882417.7696816856,"OK","OK",0.16005965089475901]
[null,{"$f":"'ورودی نیروها'!C22","v":"BASE"},{"$f":"'ورودی نیروها'!D22","v":1},{"$f":"'ورودی نیروها'!E22","v":"ACIS17"},"1 - ACIS17",{"$f":"ABS('ورودی نیروها'!H22)","v":98812.14},{"$f":"ABS('ورودی نیروها'!I22)","v":519816.815},{"$f":"ABS('ورودی نیروها'!J22)","v":1927263.7830000001},{"$f":"VLOOKUP(C29,'ورودی نیروها'!M$4:P$1000000,2,FALSE)","v":60},{"$f":"VLOOKUP(C29,'ورودی نیروها'!M$4:P$1000000,3,FALSE)","v":45},{"$f":"VLOOKUP(C29,'ورودی نیروها'!M$4:P$1000000,4,FALSE)","v":4},105,90,{"$f":"IF(VLOOKUP(C29,'ورودی نیروها'!M$4:Q$1048576,5,FALSE)=0,IF(K29=1,2*L29+2*M29,IF(K29=2,L29+2*M29,IF(K29=3,2*L29+M29,L29+M29))),VLOOKUP(C29,'ورودی نیروها'!M$4:Q$1048576,5,FALSE))","v":195},225709.28571428571,352953.94736842107,263335,285525,1.3333333333333333,20,12.570053699169309,0.41863246886335237,0.38165241513967074,217612.19662013449,735544.87739316828,17550,9.3876381100553452,0.74682561703580685,"-","-","-","-","-"]
[null,{"$f":"'ورودی نیروها'!C23","v":"BASE"},{"$f":"'ورودی نیروها'!D23","v":1},{"$f":"'ورودی نیروها'!E23","v":"ACIS18"},"1 - ACIS18",{"$f":"ABS('ورودی نیروها'!H23)","v":58385.98},{"$f":"ABS('ورودی نیروها'!I23)","v":474596.81800000003},{"$f":"ABS('ورودی نیروها'!J23)","v":1984689.2439999999},{"$f":"VLOOKUP(C30,'ورودی نیروها'!M$4:P$1000000,2,FALSE)","v":60},{"$f":"VLOOKUP(C30,'ورودی نیروها'!M$4:P$1000000,3,FALSE)","v":45},{"$f":"VLOOKUP(C30,'ورودی نیروها'!M$4:P$1000000,4,FALSE)","v":4},105,90,{"$f":"IF(VLOOKUP(C30,'ورودی نیروها'!M$4:Q$1048576,5,FALSE)=0,IF(K30=1,2*L30+2*M30,IF(K30=2,L30+2*M30,IF(K30=3,2*L30+M30,L30+M30))),VLOOKUP(C30,'ورودی نیروها'!M$4:Q$1048576,5,FALSE))","v":195},225709.28571428571,352953.94736842107,263335,285525,1.3333333333333333,20,12.570053699169309,0.41863246886335237,0.38165241513967074,198681.63763403113,757461.4432743272,17550,7.0835087253495832,0.56352255088756675,"-","-","-","-","-"]
[null,{"$f":"'ورودی نیروها'!C24","v":"BASE"},{"$f":"'ورودی نیروها'!D24","v":1},{"$f":"'ورودی نیروها'!E24","v":"ACIS19"},"1 - ACIS19",{"$f":"ABS('ورودی نیروها'!H24)","v":82248.509999999995},{"$f":"ABS('ورودی نیروها'!I24)","v":791539.22699999996},{"$f":"ABS('ورودی نیروها'!J24)","v":1969975.0220000001},{"$f":"VLOOKUP(C31,'ورودی نیروها'!M$4:P$1000000,2,FALSE)","v":60},{"$f":"VLOOKUP(C31,'ورودی نیروها'!M$4:P$1000000,3,FALSE)","v":45},{"$f":"VLOOKUP(C31,'ورودی نیروها'!M$4:P$1000000,4,FALSE)","v":4},105,90,{"$f":"IF(VLOOKUP(C31,'ورودی نیروها'!M$4:Q$1048576,5,FALSE)=0,IF(K31=1,2*L31+2*M31,IF(K31=2,L31+2*M31,IF(K31=3,2*L31+M31,L31+M31))),VLOOKUP(C31,'ورودی نیروها'!M$4:Q$1048576,5,FALSE))","v":195},225709.28571428571,352953.94736842107,263335,285525,1.3333333333333333,20,12.570053699169309,0.41863246886335237,0.38165241513967074,331364.02080119948,751845.72491112608,17550,9.0097180316958312,0.71676050455466533,"-","-","-","-","-"]
[null,{"$f":"'ورودی نیروها'!C25","v":"BASE"},{"$f":"'ورودی نیروها'!D25","v":1},{"$f":"'ورودی نیروها'!E25","v":"ACIS20"},"1 - ACIS20",{"$f":"ABS('ورودی نیروها'!H25)","v":58385.98},{"$f":"ABS('ورودی نیروها'!I25)","v":474596.81800000003},{"$f":"ABS('ورودی نیروها'!J25)","v":1984689.2439999999},{"$f":"VLOOKUP(C32,'ورودی نیروها'!M$4:P$1000000,2,FALSE)","v":60},{"$f":"VLOOKUP(C32,'ورودی نیروها'!M$4:P$1000000,3,FALSE)","v":45},{"$f":"VLOOKUP(C32,'ورودی نیروها'!M$4:P$1000000,4,FALSE)","v":4},105,90,{"$f":"IF(VLOOKUP(C32,'ورودی نیروها'!M$4:Q$1048576,5,FALSE)=0,IF(K32=1,2*L32+2*M32,IF(K32=2,L32+2*M32,IF(K32=3,2*L32+M32,L32+M32))),VLOOKUP(C32,'ورودی نیروها'!M$4:Q$1048576,5,FALSE))","v":195},225709.28571428571,352953.94736842107,263335,285525,1.3333333333333333,20,12.570053699169309,0.41863246886335237,0.38165241513967074,198681.63763403113,757461.4432743272,17550,7.0835087253495832,0.56352255088756675,"-","-","-","-","-"]
[null,{"$f":"'ورودی نیروها'!C26","v":"BASE"},{"$f":"'ورودی نیروها'!D26","v":1},{"$f":"'ورودی نیروها'!E26","v":"ACIS21"},"1 - ACIS21",{"$f":"ABS('ورودی نیروها'!H26)","v":227353.05},{"$f":"ABS('ورودی نیروها'!I26)","v":1088819.4310000001},{"$f":"ABS('ورودی نیروها'!J26)","v":2445485.077},{"$f":"VLOOKUP(C33,'ورودی نیروها'!M$4:P$1000000,2,FALSE)","v":60},{"$f":"VLOOKUP(C33,'ورودی نیروها'!M$4:P$1000000,3,FALSE)","v":45},{"$f":"VLOOKUP(C33,'ورودی نیروها'!M$4:P$1000000,4,FALSE)","v":4},105,90,{"$f":"IF(VLOOKUP(C33,'ورودی نیروها'!M$4:Q$1048576,5,FALSE)=0,IF(K33=1,2*L33+2*M33,IF(K33=2,L33+2*M33,IF(K33=3,2*L33+M33,L33+M33))),VLOOKUP(C33,'ورودی نیروها'!M$4:Q$1048576,5,FALSE))","v":195},225709.28571428571,352953.94736842107,263335,285525,1.3333333333333333,20,12.570053699169309,0.41863246886335237,0.38165241513967074,455815.1665459206,933325.28582507372,17550,18.518319566393188,1.4732092646204822,303137.39999999997,882417.7696816856,"OK","OK",0.38663728136955211]
[null,{"$f":"'ورودی نیروها'!C27","v":"BASE"},{"$f":"'ورودی نیروها'!D27","v":1},{"$f":"'ورودی نیروها'!E27","v":"ACIS22"},"1 - ACIS22",{"$f":"ABS('ورودی نیروها'!H27)","v":186926.9},{"$f":"ABS('ورودی نیروها'!I27)","v":1043599.434},{"$f":"ABS('ورودی نیروها'!J27)","v":2388059.6159999999},{"$f":"VLOOKUP(C34,'ورودی نیروها'!M$4:P$1000000,2,FALSE)","v":60},{"$f":"VLOOKUP(C34,'ورودی نیروها'!M$4:P$1000000,3,FALSE)","v":45},{"$f":"VLOOKUP(C34,'ورودی نیروها'!M$4:P$1000000,4,FALSE)","v":4},105,90,{"$f":"IF(VLOOKUP(C34,'ورودی نیروها'!M$4:Q$1048576,5,FALSE)=0,IF(K34=1,2*L34+2*M34,IF(K34=2,L34+2*M34,IF(K34=3,2*L34+M34,L34+M34))),VLOOKUP(C34,'ورودی نیروها'!M$4:Q$1048576,5,FALSE))","v":195},225709.28571428571,352953.94736842107,263335,285525,1.3333333333333333,20,12.570053699169309,0.41863246886335237,0.38165241513967074,436884.60755981714,911408.71994391468,17550,16.047736874250567,1.2766641462566768,249235.86666666667,882417.7696816856,"OK","OK",0.22604940638028181]
[null,{"$f":"'ورودی نیروها'!C28","v":"BASE"},{"$f":"'ورودی نیروها'!D28","v":1},{"$f":"'ورودی نیروها'!E28","v":"ACIS23"},"1 - ACIS23",{"$f":"ABS('ورودی نیروها'!H28)","v":210789.42},{"$f":"ABS('ورودی نیروها'!I28)","v":222536.611},{"$f":"ABS('ورودی نیروها'!J28)","v":2402773.838},{"$f":"VLOOKUP(C35,'ورودی نیروها'!M$4:P$1000000,2,FALSE)","v":60},{"$f":"VLOOKUP(C35,'ورودی نیروها'!M$4:P$1000000,3,FALSE)","v":45},{"$f":"VLOOKUP(C35,'ورودی نیروها'!M$4:P$1000000,4,FALSE)","v":4},105,90,{"$f":"IF(VLOOKUP(C35,'ورودی نیروها'!M$4:Q$1048576,5,FALSE)=0,IF(K35=1,2*L35+2*M35,IF(K35=2,L35+2*M35,IF(K35=3,2*L35+M35,L35+M35))),VLOOKUP(C35,'ورودی نیروها'!M$4:Q$1048576,5,FALSE))","v":195},225709.28571428571,352953.94736842107,263335,285525,1.3333333333333333,20,12.570053699169309,0.41863246886335237,0.38165241513967074,93161.050875413464,917024.43830711592,17550,15.905890383062346,1.2653796685143426,281052.56,882417.7696816856,"OK","OK",0.21682938445304739]
[null,{"$f":"'ورودی نیروها'!C29","v":"BASE"},{"$f":"'ورودی نیروها'!D29","v":1},{"$f":"'ورودی نیروها'!E29","v":"ACIS24"},"1 - ACIS24",{"$f":"ABS('ورودی نیروها'!H29)","v":170363.26},{"$f":"ABS('ورودی نیروها'!I29)","v":267756.60800000001},{"$f":"ABS('ورودی نیروها'!J29)","v":2345348.3769999999},{"$f":"VLOOKUP(C36,'ورودی نیروها'!M$4:P$1000000,2,FALSE)","v":60},{"$f":"VLOOKUP(C36,'ورودی نیروها'!M$4:P$1000000,3,FALSE)","v":45},{"$f":"VLOOKUP(C36,'ورودی نیروها'!M$4:P$1000000,4,FALSE)","v":4},105,90,{"$f":"IF(VLOOKUP(C36,'ورودی نیروها'!M$4:Q$1048576,5,FALSE)=0,IF(K36=1,2*L36+2*M36,IF(K36=2,L36+2*M36,IF(K36=3,2*L36+M36,L36+M36))),VLOOKUP(C36,'ورودی نیروها'!M$4:Q$1048576,5,FALSE))","v":195},225709.28571428571,352953.94736842107,263335,285525,1.3333333333333333,20,12.570053699169309,0.41863246886335237,0.38165241513967074,112091.60986151684,895107.872425957,17550,13.603049967198309,1.0821791451930922,227151.01333333334,882417.7696816856,"OK","OK",6.714475742188504E-2]
[null,{"$f":"'ورودی نیروها'!C30","v":"BASE"},{"$f":"'ورودی نیروها'!D30","v":1},{"$f":"'ورودی نیروها'!E30","v":"ACIS25"},"1 - ACIS25",{"$f":"ABS('ورودی نیروها'!H30)","v":162580.01999999999},{"$f":"ABS('ورودی نیروها'!I30)","v":2315298.585},{"$f":"ABS('ورودی نیروها'!J30)","v":388469.48800000001},{"$f":"VLOOKUP(C37,'ورودی نیروها'!M$4:P$1000000,2,FALSE)","v":60},{"$f":"VLOOKUP(C37,'ورودی نیروها'!M$4:P$1000000,3,FALSE)","v":45},{"$f":"VLOOKUP(C37,'ورودی نیروها'!M$4:P$1000000,4,FALSE)","v":4},105,90,{"$f":"IF(VLOOKUP(C37,'ورودی نیروها'!M$4:Q$1048576,5,FALSE)=0,IF(K37=1,2*L37+2*M37,IF(K37=2,L37+2*M37,IF(K37=3,2*L37+M37,L37+M37))),VLOOKUP(C37,'ورودی نیروها'!M$4:Q$1048576,5,FALSE))","v":195},225709.28571428571,352953.94736842107,263335,285525,1.3333333333333333,20,12.570053699169309,0.41863246886335237,0.38165241513967074,969259.16279437626,148260.31830327134,17550,14.12111039780007,1.1233930049744547,216773.36,882417.7696816856,"OK","OK",0.10081868541099948]
[null,{"$f":"'ورودی نیروها'!C31","v":"BASE"},{"$f":"'ورودی نیروها'!D31","v":1},{"$f":"'ورودی نیروها'!E31","v":"ACIS26"},"1 - ACIS26",{"$f":"ABS('ورودی نیروها'!H31)","v":122153.86},{"$f":"ABS('ورودی نیروها'!I31)","v":2270078.588},{"$f":"ABS('ورودی نیروها'!J31)","v":445894.94900000002},{"$f":"VLOOKUP(C38,'ورودی نیروها'!M$4:P$1000000,2,FALSE)","v":60},{"$f":"VLOOKUP(C38,'ورودی نیروها'!M$4:P$1000000,3,FALSE)","v":45},{"$f":"VLOOKUP(C38,'ورودی نیروها'!M$4:P$1000000,4,FALSE)","v":4},105,90,{"$f":"IF(VLOOKUP(C38,'ورودی نیروها'!M$4:Q$1048576,5,FALSE)=0,IF(K38=1,2*L38+2*M38,IF(K38=2,L38+2*M38,IF(K38=3,2*L38+M38,L38+M38))),VLOOKUP(C38,'ورودی نیروها'!M$4:Q$1048576,5,FALSE))","v":195},225709.28571428571,352953.94736842107,263335,285525,1.3333333333333333,20,12.570053699169309,0.41863246886335237,0.38165241513967074,950328.60380827286,170176.88418443032,17550,11.816981013094308,0.94008993882621461,"-","-","-","-","-"]
[null,{"$f":"'ورودی نیروها'!C32","v":"BASE"},{"$f":"'ورودی نیروها'!D32","v":1},{"$f":"'ورودی نیروها'!E32","v":"ACIS27"},"1 - ACIS27",{"$f":"ABS('ورودی نیروها'!H32)","v":202233.66},{"$f":"ABS('ورودی نیروها'!I32)","v":2353168.426},{"$f":"ABS('ورودی نیروها'!J32)","v":1006350.338},{"$f":"VLOOKUP(C39,'ورودی نیروها'!M$4:P$1000000,2,FALSE)","v":60},{"$f":"VLOOKUP(C39,'ورودی نیروها'!M$4:P$1000000,3,FALSE)","v":45},{"$f":"VLOOKUP(C39,'ورودی نیروها'!M$4:P$1000000,4,FALSE)","v":4},105,90,{"$f":"IF(VLOOKUP(C39,'ورودی نیروها'!M$4:Q$1048576,5,FALSE)=0,IF(K39=1,2*L39+2*M39,IF(K39=2,L39+2*M39,IF(K39=3,2*L39+M39,L39+M39))),VLOOKUP(C39,'ورودی نیروها'!M$4:Q$1048576,5,FALSE))","v":195},225709.28571428571,352953.94736842107,263335,285525,1.3333333333333333,20,12.570053699169309,0.41863246886335237,0.38165241513967074,985112.70782766887,384076.03697432397,17550,17.3463129066478,1.3799712651819562,269644.88,882417.7696816856,"OK","OK",0.31045684848610189]
[null,{"$f":"'ورودی نیروها'!C33","v":"BASE"},{"$f":"'ورودی نیروها'!D33","v":1},{"$f":"'ورودی نیروها'!E33","v":"ACIS28"},"1 - ACIS28",{"$f":"ABS('ورودی نیروها'!H33)","v":122153.86},{"$f":"ABS('ورودی نیروها'!I33)","v":2270078.588},{"$f":"ABS('ورودی نیروها'!J33)","v":445894.94900000002},{"$f":"VLOOKUP(C40,'ورودی نیروها'!M$4:P$1000000,2,FALSE)","v":60},{"$f":"VLOOKUP(C40,'ورودی نیروها'!M$4:P$1000000,3,FALSE)","v":45},{"$f":"VLOOKUP(C40,'ورودی نیروها'!M$4:P$1000000,4,FALSE)","v":4},105,90,{"$f":"IF(VLOOKUP(C40,'ورودی نیروها'!M$4:Q$1048576,5,FALSE)=0,IF(K40=1,2*L40+2*M40,IF(K40=2,L40+2*M40,IF(K40=3,2*L40+M40,L40+M40))),VLOOKUP(C40,'ورودی نیروها'!M$4:Q$1048576,5,FALSE))","v":195},225709.28571428571,352953.94736842107,263335,285525,1.3333333333333333,20,12.570053699169309,0.41863246886335237,0.38165241513967074,950328.60380827286,170176.88418443032,17550,11.816981013094308,0.94008993882621461,"-","-","-","-","-"]
[null,{"$f":"'ورودی نیروها'!C34","v":"BASE"},{"$f":"'ورودی نیروها'!D34","v":1},{"$f":"'ورودی نیروها'!E34","v":"ACIS29"},"1 - ACIS29",{"$f":"ABS('ورودی نیروها'!H34)","v":107367.9},{"$f":"ABS('ورودی نیروها'!I34)","v":2055888.2220000001},{"$f":"ABS('ورودی نیروها'!J34)","v":530840.28300000005},{"$f":"VLOOKUP(C41,'ورودی نیروها'!M$4:P$1000000,2,FALSE)","v":60},{"$f":"VLOOKUP(C41,'ورودی نیروها'!M$4:P$1000000,3,FALSE)","v":45},{"$f":"VLOOKUP(C41,'ورودی نیروها'!M$4:P$1000000,4,FALSE)","v":4},105,90,{"$f":"IF(VLOOKUP(C41,'ورودی نیروها'!M$4:Q$1048576,5,FALSE)=0,IF(K41=1,2*L41+2*M41,IF(K41=2,L41+2*M41,IF(K41=3,2*L41+M41,L41+M41))),VLOOKUP(C41,'ورودی نیروها'!M$4:Q$1048576,5,FALSE))","v":195},225709.28571428571,352953.94736842107,263335,285525,1.3333333333333333,20,12.570053699169309,0.41863246886335237,0.38165241513967074,860661.56208294793,202596.47606037633,17550,10.700319918958987,0.85125490909128876,"-","-","-","-","-"]
[null,{"$f":"'ورودی نیروها'!C35","v":"BASE"},{"$f":"'ورودی نیروها'!D35","v":1},{"$f":"'ورودی نیروها'!E35","v":"ACIS30"},"1 - ACIS30",{"$f":"ABS('ورودی نیروها'!H35)","v":66941.740000000005},{"$f":"ABS('ورودی نیروها'!I35)","v":2101108.219},{"$f":"ABS('ورودی نیروها'!J35)","v":588265.74399999995},{"$f":"VLOOKUP(C42,'ورودی نیروها'!M$4:P$1000000,2,FALSE)","v":60},{"$f":"VLOOKUP(C42,'ورودی نیروها'!M$4:P$1000000,3,FALSE)","v":45},{"$f":"VLOOKUP(C42,'ورودی نیروها'!M$4:P$1000000,4,FALSE)","v":4},105,90,{"$f":"IF(VLOOKUP(C42,'ورودی نیروها'!M$4:Q$1048576,5,FALSE)=0,IF(K42=1,2*L42+2*M42,IF(K42=2,L42+2*M42,IF(K42=3,2*L42+M42,L42+M42))),VLOOKUP(C42,'ورودی نیروها'!M$4:Q$1048576,5,FALSE))","v":195},225709.28571428571,352953.94736842107,263335,285525,1.3333333333333333,20,12.570053699169309,0.41863246886335237,0.38165241513967074,879592.12106905133,224513.04194153525,17550,8.5639333803323776,0.68129648331560622,"-","-","-","-","-"]
[null,{"$f":"'ورودی نیروها'!C36","v":"BASE"},{"$f":"'ورودی نیروها'!D36","v":1},{"$f":"'ورودی نیروها'!E36","v":"ACIS31"},"1 - ACIS31",{"$f":"ABS('ورودی نیروها'!H36)","v":147021.54},{"$f":"ABS('ورودی نیروها'!I36)","v":2018018.3810000001},{"$f":"ABS('ورودی نیروها'!J36)","v":863979.54299999995},{"$f":"VLOOKUP(C43,'ورودی نیروها'!M$4:P$1000000,2,FALSE)","v":60},{"$f":"VLOOKUP(C43,'ورودی نیروها'!M$4:P$1000000,3,FALSE)","v":45},{"$f":"VLOOKUP(C43,'ورودی نیروها'!M$4:P$1000000,4,FALSE)","v":4},105,90,{"$f":"IF(VLOOKUP(C43,'ورودی نیروها'!M$4:Q$1048576,5,FALSE)=0,IF(K43=1,2*L43+2*M43,IF(K43=2,L43+2*M43,IF(K43=3,2*L43+M43,L43+M43))),VLOOKUP(C43,'ورودی نیروها'!M$4:Q$1048576,5,FALSE))","v":195},225709.28571428571,352953.94736842107,263335,285525,1.3333333333333333,20,12.570053699169309,0.41863246886335237,0.38165241513967074,844808.01704965532,329739.87921721902,17550,13.372367799012201,1.0638274202357554,196028.72,882417.7696816856,"OK","OK",5.2150416489787993E-2]
[null,{"$f":"'ورودی نیروها'!C37","v":"BASE"},{"$f":"'ورودی نیروها'!D37","v":1},{"$f":"'ورودی نیروها'!E37","v":"ACIS32"},"1 - ACIS32",{"$f":"ABS('ورودی نیروها'!H37)","v":106595.38},{"$f":"ABS('ورودی نیروها'!I37)","v":2063238.378},{"$f":"ABS('ورودی نیروها'!J37)","v":806554.08200000005},{"$f":"VLOOKUP(C44,'ورودی نیروها'!M$4:P$1000000,2,FALSE)","v":60},{"$f":"VLOOKUP(C44,'ورودی نیروها'!M$4:P$1000000,3,FALSE)","v":45},{"$f":"VLOOKUP(C44,'ورودی نیروها'!M$4:P$1000000,4,FALSE)","v":4},105,90,{"$f":"IF(VLOOKUP(C44,'ورودی نیروها'!M$4:Q$1048576,5,FALSE)=0,IF(K44=1,2*L44+2*M44,IF(K44=2,L44+2*M44,IF(K44=3,2*L44+M44,L44+M44))),VLOOKUP(C44,'ورودی نیروها'!M$4:Q$1048576,5,FALSE))","v":195},225709.28571428571,352953.94736842107,263335,285525,1.3333333333333333,20,12.570053699169309,0.41863246886335237,0.38165241513967074,863738.57603575871,307823.31333606003,17550,11.069527383148161,0.8806268969145048,"-","-","-","-","-"]
[null,{"$f":"'ورودی نیروها'!C38","v":"BASE"},{"$f":"'ورودی نیروها'!D38","v":1},{"$f":"'ورودی نیروها'!E38","v":"ACIS34"},"1 - ACIS34",{"$f":"ABS('ورودی نیروها'!H38)","v":164699.94},{"$f":"ABS('ورودی نیروها'!I38)","v":2057900.827},{"$f":"ABS('ورودی نیروها'!J38)","v":227643.092},{"$f":"VLOOKUP(C45,'ورودی نیروها'!M$4:P$1000000,2,FALSE)","v":60},{"$f":"VLOOKUP(C45,'ورودی نیروها'!M$4:P$1000000,3,FALSE)","v":45},{"$f":"VLOOKUP(C45,'ورودی نیروها'!M$4:P$1000000,4,FALSE)","v":4},105,90,{"$f":"IF(VLOOKUP(C45,'ورودی نیروها'!M$4:Q$1048576,5,FALSE)=0,IF(K45=1,2*L45+2*M45,IF(K45=2,L45+2*M45,IF(K45=3,2*L45+M45,L45+M45))),VLOOKUP(C45,'ورودی نیروها'!M$4:Q$1048576,5,FALSE))","v":195},225709.28571428571,352953.94736842107,263335,285525,1.3333333333333333,20,12.570053699169309,0.41863246886335237,0.38165241513967074,861504.10388294456,86880.535851662265,17550,13.531410847882583,1.0764799555929347,219599.92,882417.7696816856,"OK","OK",6.2488214666362819E-2]
[null,{"$f":"'ورودی نیروها'!C39","v":"BASE"},{"$f":"'ورودی نیروها'!D39","v":1},{"$f":"'ورودی نیروها'!E39","v":"ACIS35"},"1 - ACIS35",{"$f":"ABS('ورودی نیروها'!H39)","v":204353.57},{"$f":"ABS('ورودی نیروها'!I39)","v":2095770.6680000001},{"$f":"ABS('ورودی نیروها'!J39)","v":1167176.7339999999},{"$f":"VLOOKUP(C46,'ورودی نیروها'!M$4:P$1000000,2,FALSE)","v":60},{"$f":"VLOOKUP(C46,'ورودی نیروها'!M$4:P$1000000,3,FALSE)","v":45},{"$f":"VLOOKUP(C46,'ورودی نیروها'!M$4:P$1000000,4,FALSE)","v":4},105,90,{"$f":"IF(VLOOKUP(C46,'ورودی نیروها'!M$4:Q$1048576,5,FALSE)=0,IF(K46=1,2*L46+2*M46,IF(K46=2,L46+2*M46,IF(K46=3,2*L46+M46,L46+M46))),VLOOKUP(C46,'ورودی نیروها'!M$4:Q$1048576,5,FALSE))","v":195},225709.28571428571,352953.94736842107,263335,285525,1.3333333333333333,20,12.570053699169309,0.41863246886335237,0.38165241513967074,877357.64891623717,445455.819425933,17550,17.222785399393782,1.3701441387264677,272471.4266666667,882417.7696816856,"OK","OK",0.30242756051459074]
[null,{"$f":"'ورودی نیروها'!C40","v":"BASE"},{"$f":"'ورودی نیروها'!D40","v":1},{"$f":"'ورودی نیروها'!E40","v":"ACIS36"},"1 - ACIS36",{"$f":"ABS('ورودی نیروها'!H40)","v":163927.41},{"$f":"ABS('ورودی نیروها'!I40)","v":2050550.6710000001},{"$f":"ABS('ورودی نیروها'!J40)","v":1109751.273},{"$f":"VLOOKUP(C47,'ورودی نیروها'!M$4:P$1000000,2,FALSE)","v":60},{"$f":"VLOOKUP(C47,'ورودی نیروها'!M$4:P$1000000,3,FALSE)","v":45},{"$f":"VLOOKUP(C47,'ورودی نیروها'!M$4:P$1000000,4,FALSE)","v":4},105,90,{"$f":"IF(VLOOKUP(C47,'ورودی نیروها'!M$4:Q$1048576,5,FALSE)=0,IF(K47=1,2*L47+2*M47,IF(K47=2,L47+2*M47,IF(K47=3,2*L47+M47,L47+M47))),VLOOKUP(C47,'ورودی نیروها'!M$4:Q$1048576,5,FALSE))","v":195},225709.28571428571,352953.94736842107,263335,285525,1.3333333333333333,20,12.570053699169309,0.41863246886335237,0.38165241513967074,858427.08993013389,423539.25354477408,17550,14.752202137450594,1.1735989750326596,218569.88,882417.7696816856,"OK","OK",0.14183964848828351]
[null,{"$f":"'ورودی نیروها'!C41","v":"BASE"},{"$f":"'ورودی نیروها'!D41","v":1},{"$f":"'ورودی نیروها'!E41","v":"ACIS37"},"1 - ACIS37",{"$f":"ABS('ورودی نیروها'!H41)","v":105247.99},{"$f":"ABS('ورودی نیروها'!I41)","v":1798490.4639999999},{"$f":"ABS('ورودی نیروها'!J41)","v":691666.679},{"$f":"VLOOKUP(C48,'ورودی نیروها'!M$4:P$1000000,2,FALSE)","v":60},{"$f":"VLOOKUP(C48,'ورودی نیروها'!M$4:P$1000000,3,FALSE)","v":45},{"$f":"VLOOKUP(C48,'ورودی نیروها'!M$4:P$1000000,4,FALSE)","v":4},105,90,{"$f":"IF(VLOOKUP(C48,'ورودی نیروها'!M$4:Q$1048576,5,FALSE)=0,IF(K48=1,2*L48+2*M48,IF(K48=2,L48+2*M48,IF(K48=3,2*L48+M48,L48+M48))),VLOOKUP(C48,'ورودی نیروها'!M$4:Q$1048576,5,FALSE))","v":195},225709.28571428571,352953.94736842107,263335,285525,1.3333333333333333,20,12.570053699169309,0.41863246886335237,0.38165241513967074,752906.50317151612,263976.25851198536,17550,10.335207226519785,0.82220867737444803,"-","-","-","-","-"]
[null,{"$f":"'ورودی نیروها'!C42","v":"BASE"},{"$f":"'ورودی نیروها'!D42","v":1},{"$f":"'ورودی نیروها'!E42","v":"ACIS38"},"1 - ACIS38",{"$f":"ABS('ورودی نیروها'!H42)","v":64821.83},{"$f":"ABS('ورودی نیروها'!I42)","v":1843710.4609999999},{"$f":"ABS('ورودی نیروها'!J42)","v":749092.14},{"$f":"VLOOKUP(C49,'ورودی نیروها'!M$4:P$1000000,2,FALSE)","v":60},{"$f":"VLOOKUP(C49,'ورودی نیروها'!M$4:P$1000000,3,FALSE)","v":45},{"$f":"VLOOKUP(C49,'ورودی نیروها'!M$4:P$1000000,4,FALSE)","v":4},105,90,{"$f":"IF(VLOOKUP(C49,'ورودی نیروها'!M$4:Q$1048576,5,FALSE)=0,IF(K49=1,2*L49+2*M49,IF(K49=2,L49+2*M49,IF(K49=3,2*L49+M49,L49+M49))),VLOOKUP(C49,'ورودی نیروها'!M$4:Q$1048576,5,FALSE))","v":195},225709.28571428571,352953.94736842107,263335,285525,1.3333333333333333,20,12.570053699169309,0.41863246886335237,0.38165241513967074,771837.06215761951,285892.82439314434,17550,8.1988206878931749,0.65225025159876548,"-","-","-","-","-"]
[null,{"$f":"'ورودی نیروها'!C43","v":"BASE"},{"$f":"'ورودی نیروها'!D43","v":1},{"$f":"'ورودی نیروها'!E43","v":"ACIS39"},"1 - ACIS39",{"$f":"ABS('ورودی نیروها'!H43)","v":144901.62},{"$f":"ABS('ورودی نیروها'!I43)","v":1760620.6229999999},{"$f":"ABS('ورودی نیروها'!J43)","v":703153.147},{"$f":"VLOOKUP(C50,'ورودی نیروها'!M$4:P$1000000,2,FALSE)","v":60},{"$f":"VLOOKUP(C50,'ورودی نیروها'!M$4:P$1000000,3,FALSE)","v":45},{"$f":"VLOOKUP(C50,'ورودی نیروها'!M$4:P$1000000,4,FALSE)","v":4},105,90,{"$f":"IF(VLOOKUP(C50,'ورودی نیروها'!M$4:Q$1048576,5,FALSE)=0,IF(K50=1,2*L50+2*M50,IF(K50=2,L50+2*M50,IF(K50=3,2*L50+M50,L50+M50))),VLOOKUP(C50,'ورودی نیروها'!M$4:Q$1048576,5,FALSE))","v":195},225709.28571428571,352953.94736842107,263335,285525,1.3333333333333333,20,12.570053699169309,0.41863246886335237,0.38165241513967074,737052.9581382235,268360.09676560992,17550,12.541081924308385,0.99769517493287729,"-","-","-","-","-"]
[null,{"$f":"'ورودی نیروها'!C44","v":"BASE"},{"$f":"'ورودی نیروها'!D44","v":1},{"$f":"'ورودی نیروها'!E44","v":"ACIS40"},"1 - ACIS40",{"$f":"ABS('ورودی نیروها'!H44)","v":104475.46},{"$f":"ABS('ورودی نیروها'!I44)","v":1805840.62},{"$f":"ABS('ورودی نیروها'!J44)","v":645727.68599999999},{"$f":"VLOOKUP(C51,'ورودی نیروها'!M$4:P$1000000,2,FALSE)","v":60},{"$f":"VLOOKUP(C51,'ورودی نیروها'!M$4:P$1000000,3,FALSE)","v":45},{"$f":"VLOOKUP(C51,'ورودی نیروها'!M$4:P$1000000,4,FALSE)","v":4},105,90,{"$f":"IF(VLOOKUP(C51,'ورودی نیروها'!M$4:Q$1048576,5,FALSE)=0,IF(K51=1,2*L51+2*M51,IF(K51=2,L51+2*M51,IF(K51=3,2*L51+M51,L51+M51))),VLOOKUP(C51,'ورودی نیروها'!M$4:Q$1048576,5,FALSE))","v":195},225709.28571428571,352953.94736842107,263335,285525,1.3333333333333333,20,12.570053699169309,0.41863246886335237,0.38165241513967074,755983.51712432702,246443.53088445094,17550,10.238241508444348,0.81449465161162693,"-","-","-","-","-"]
[null,{"$f":"'ورودی نیروها'!C45","v":"BASE"},{"$f":"'ورودی نیروها'!D45","v":1},{"$f":"'ورودی نیروها'!E45","v":"ACIS41"},"1 - ACIS41",{"$f":"ABS('ورودی نیروها'!H45)","v":160460.10999999999},{"$f":"ABS('ورودی نیروها'!I45)","v":2572696.3429999999},{"$f":"ABS('ورودی نیروها'!J45)","v":549295.88399999996},{"$f":"VLOOKUP(C52,'ورودی نیروها'!M$4:P$1000000,2,FALSE)","v":60},{"$f":"VLOOKUP(C52,'ورودی نیروها'!M$4:P$1000000,3,FALSE)","v":45},{"$f":"VLOOKUP(C52,'ورودی نیروها'!M$4:P$1000000,4,FALSE)","v":4},105,90,{"$f":"IF(VLOOKUP(C52,'ورودی نیروها'!M$4:Q$1048576,5,FALSE)=0,IF(K52=1,2*L52+2*M52,IF(K52=2,L52+2*M52,IF(K52=3,2*L52+M52,L52+M52))),VLOOKUP(C52,'ورودی نیروها'!M$4:Q$1048576,5,FALSE))","v":195},225709.28571428571,352953.94736842107,263335,285525,1.3333333333333333,20,12.570053699169309,0.41863246886335237,0.38165241513967074,1077014.2217058081,209640.1007548804,17550,14.710810517518128,1.1703060996859775,213946.81333333332,882417.7696816856,"OK","OK",0.13914919319267327]
[null,{"$f":"'ورودی نیروها'!C46","v":"BASE"},{"$f":"'ورودی نیروها'!D46","v":1},{"$f":"'ورودی نیروها'!E46","v":"ACIS42"},"1 - ACIS42",{"$f":"ABS('ورودی نیروها'!H46)","v":120033.95},{"$f":"ABS('ورودی نیروها'!I46)","v":2527476.3459999999},{"$f":"ABS('ورودی نیروها'!J46)","v":606721.34499999997},{"$f":"VLOOKUP(C53,'ورودی نیروها'!M$4:P$1000000,2,FALSE)","v":60},{"$f":"VLOOKUP(C53,'ورودی نیروها'!M$4:P$1000000,3,FALSE)","v":45},{"$f":"VLOOKUP(C53,'ورودی نیروها'!M$4:P$1000000,4,FALSE)","v":4},105,90,{"$f":"IF(VLOOKUP(C53,'ورودی نیروها'!M$4:Q$1048576,5,FALSE)=0,IF(K53=1,2*L53+2*M53,IF(K53=2,L53+2*M53,IF(K53=3,2*L53+M53,L53+M53))),VLOOKUP(C53,'ورودی نیروها'!M$4:Q$1048576,5,FALSE))","v":195},225709.28571428571,352953.94736842107,263335,285525,1.3333333333333333,20,12.570053699169309,0.41863246886335237,0.38165241513967074,1058083.6627197047,231556.66663603939,17550,12.406681132812366,0.98700303353773744,"-","-","-","-","-"]
[null,{"$f":"'ورودی نیروها'!C47","v":"BASE"},{"$f":"'ورودی نیروها'!D47","v":1},{"$f":"'ورودی نیروها'!E47","v":"ACIS43"},"1 - ACIS43",{"$f":"ABS('ورودی نیروها'!H47)","v":200113.74},{"$f":"ABS('ورودی نیروها'!I47)","v":2610566.1850000001},{"$f":"ABS('ورودی نیروها'!J47)","v":845523.94299999997},{"$f":"VLOOKUP(C54,'ورودی نیروها'!M$4:P$1000000,2,FALSE)","v":60},{"$f":"VLOOKUP(C54,'ورودی نیروها'!M$4:P$1000000,3,FALSE)","v":45},{"$f":"VLOOKUP(C54,'ورودی نیروها'!M$4:P$1000000,4,FALSE)","v":4},105,90,{"$f":"IF(VLOOKUP(C54,'ورودی نیروها'!M$4:Q$1048576,5,FALSE)=0,IF(K54=1,2*L54+2*M54,IF(K54=2,L54+2*M54,IF(K54=3,2*L54+M54,L54+M54))),VLOOKUP(C54,'ورودی نیروها'!M$4:Q$1048576,5,FALSE))","v":195},225709.28571428571,352953.94736842107,263335,285525,1.3333333333333333,20,12.570053699169309,0.41863246886335237,0.38165241513967074,1092867.7671577332,322696.25490436726,17550,17.469839847405289,1.3897983465702921,266818.32,882417.7696816856,"OK","OK",0.31848609963533875]
[null,{"$f":"'ورودی نیروها'!C48","v":"BASE"},{"$f":"'ورودی نیروها'!D48","v":1},{"$f":"'ورودی نیروها'!E48","v":"ACIS44"},"1 - ACIS44",{"$f":"ABS('ورودی نیروها'!H48)","v":159687.57999999999},{"$f":"ABS('ورودی نیروها'!I48)","v":2565346.1869999999},{"$f":"ABS('ورودی نیروها'!J48)","v":788098.48199999996},{"$f":"VLOOKUP(C55,'ورودی نیروها'!M$4:P$1000000,2,FALSE)","v":60},{"$f":"VLOOKUP(C55,'ورودی نیروها'!M$4:P$1000000,3,FALSE)","v":45},{"$f":"VLOOKUP(C55,'ورودی نیروها'!M$4:P$1000000,4,FALSE)","v":4},105,90,{"$f":"IF(VLOOKUP(C55,'ورودی نیروها'!M$4:Q$1048576,5,FALSE)=0,IF(K55=1,2*L55+2*M55,IF(K55=2,L55+2*M55,IF(K55=3,2*L55+M55,L55+M55))),VLOOKUP(C55,'ورودی نیروها'!M$4:Q$1048576,5,FALSE))","v":195},225709.28571428571,352953.94736842107,263335,285525,1.3333333333333333,20,12.570053699169309,0.41863246886335237,0.38165241513967074,1073937.2077529973,300779.68902320834,17550,14.999256583607357,1.1932531827289314,212916.77333333332,882417.7696816856,"OK","OK",0.15789818748847312]
[null,{"$f":"'ورودی نیروها'!C49","v":"BASE"},{"$f":"'ورودی نیروها'!D49","v":1},{"$f":"'ورودی نیروها'!E49","v":"ACIS45"},"1 - ACIS45",{"$f":"ABS('ورودی نیروها'!H49)","v":109487.82},{"$f":"ABS('ورودی نیروها'!I49)","v":2313285.9810000001},{"$f":"ABS('ورودی نیروها'!J49)","v":370013.88799999998},{"$f":"VLOOKUP(C56,'ورودی نیروها'!M$4:P$1000000,2,FALSE)","v":60},{"$f":"VLOOKUP(C56,'ورودی نیروها'!M$4:P$1000000,3,FALSE)","v":45},{"$f":"VLOOKUP(C56,'ورودی نیروها'!M$4:P$1000000,4,FALSE)","v":4},105,90,{"$f":"IF(VLOOKUP(C56,'ورودی نیروها'!M$4:Q$1048576,5,FALSE)=0,IF(K56=1,2*L56+2*M56,IF(K56=2,L56+2*M56,IF(K56=3,2*L56+M56,L56+M56))),VLOOKUP(C56,'ورودی نیروها'!M$4:Q$1048576,5,FALSE))","v":195},225709.28571428571,352953.94736842107,263335,285525,1.3333333333333333,20,12.570053699169309,0.41863246886335237,0.38165241513967074,968416.62141301215,141216.69399041962,17550,11.065433184502806,0.88030118640098287,"-","-","-","-","-"]
[null,{"$f":"'ورودی نیروها'!C50","v":"BASE"},{"$f":"'ورودی نیروها'!D50","v":1},{"$f":"'ورودی نیروها'!E50","v":"ACIS46"},"1 - ACIS46",{"$f":"ABS('ورودی نیروها'!H50)","v":69061.66},{"$f":"ABS('ورودی نیروها'!I50)","v":2358505.9780000001},{"$f":"ABS('ورودی نیروها'!J50)","v":427439.34899999999},{"$f":"VLOOKUP(C57,'ورودی نیروها'!M$4:P$1000000,2,FALSE)","v":60},{"$f":"VLOOKUP(C57,'ورودی نیروها'!M$4:P$1000000,3,FALSE)","v":45},{"$f":"VLOOKUP(C57,'ورودی نیروها'!M$4:P$1000000,4,FALSE)","v":4},105,90,{"$f":"IF(VLOOKUP(C57,'ورودی نیروها'!M$4:Q$1048576,5,FALSE)=0,IF(K57=1,2*L57+2*M57,IF(K57=2,L57+2*M57,IF(K57=3,2*L57+M57,L57+M57))),VLOOKUP(C57,'ورودی نیروها'!M$4:Q$1048576,5,FALSE))","v":195},225709.28571428571,352953.94736842107,263335,285525,1.3333333333333333,20,12.570053699169309,0.41863246886335237,0.38165241513967074,987347.18039911543,163133.2598715786,17550,8.9290466458761948,0.71034276062530033,"-","-","-","-","-"]
[null,{"$f":"'ورودی نیروها'!C51","v":"BASE"},{"$f":"'ورودی نیروها'!D51","v":1},{"$f":"'ورودی نیروها'!E51","v":"ACIS47"},"1 - ACIS47",{"$f":"ABS('ورودی نیروها'!H51)","v":149141.45000000001},{"$f":"ABS('ورودی نیروها'!I51)","v":2275416.139},{"$f":"ABS('ورودی نیروها'!J51)","v":1024805.939},{"$f":"VLOOKUP(C58,'ورودی نیروها'!M$4:P$1000000,2,FALSE)","v":60},{"$f":"VLOOKUP(C58,'ورودی نیروها'!M$4:P$1000000,3,FALSE)","v":45},{"$f":"VLOOKUP(C58,'ورودی نیروها'!M$4:P$1000000,4,FALSE)","v":4},105,90,{"$f":"IF(VLOOKUP(C58,'ورودی نیروها'!M$4:Q$1048576,5,FALSE)=0,IF(K58=1,2*L58+2*M58,IF(K58=2,L58+2*M58,IF(K58=3,2*L58+M58,L58+M58))),VLOOKUP(C58,'ورودی نیروها'!M$4:Q$1048576,5,FALSE))","v":195},225709.28571428571,352953.94736842107,263335,285525,1.3333333333333333,20,12.570053699169309,0.41863246886335237,0.38165241513967074,952563.0759610869,391119.66166882811,17550,14.203653103915441,1.1299596202086304,198855.26666666669,882417.7696816856,"OK","OK",0.10618396130849858]
[null,{"$f":"'ورودی نیروها'!C52","v":"BASE"},{"$f":"'ورودی نیروها'!D52","v":1},{"$f":"'ورودی نیروها'!E52","v":"ACIS48"},"1 - ACIS48",{"$f":"ABS('ورودی نیروها'!H52)","v":108715.29},{"$f":"ABS('ورودی نیروها'!I52)","v":2320636.1370000001},{"$f":"ABS('ورودی نیروها'!J52)","v":967380.478},{"$f":"VLOOKUP(C59,'ورودی نیروها'!M$4:P$1000000,2,FALSE)","v":60},{"$f":"VLOOKUP(C59,'ورودی نیروها'!M$4:P$1000000,3,FALSE)","v":45},{"$f":"VLOOKUP(C59,'ورودی نیروها'!M$4:P$1000000,4,FALSE)","v":4},105,90,{"$f":"IF(VLOOKUP(C59,'ورودی نیروها'!M$4:Q$1048576,5,FALSE)=0,IF(K59=1,2*L59+2*M59,IF(K59=2,L59+2*M59,IF(K59=3,2*L59+M59,L59+M59))),VLOOKUP(C59,'ورودی نیروها'!M$4:Q$1048576,5,FALSE))","v":195},225709.28571428571,352953.94736842107,263335,285525,1.3333333333333333,20,12.570053699169309,0.41863246886335237,0.38165241513967074,971493.63536582282,369203.09578766912,17550,11.900812689906145,0.94675909703493222,"-","-","-","-","-"]
[null,{"$f":"'ورودی نیروها'!C53","v":"BASE"},{"$f":"'ورودی نیروها'!D53","v":1},{"$f":"'ورودی نیروها'!E53","v":"ACIS49"},"1 - ACIS49",{"$f":"ABS('ورودی نیروها'!H53)","v":48970.11},{"$f":"ABS('ورودی نیروها'!I53)","v":711810.95299999998},{"$f":"ABS('ورودی نیروها'!J53)","v":2151854.5210000002},{"$f":"VLOOKUP(C60,'ورودی نیروها'!M$4:P$1000000,2,FALSE)","v":60},{"$f":"VLOOKUP(C60,'ورودی نیروها'!M$4:P$1000000,3,FALSE)","v":45},{"$f":"VLOOKUP(C60,'ورودی نیروها'!M$4:P$1000000,4,FALSE)","v":4},105,90,{"$f":"IF(VLOOKUP(C60,'ورودی نیروها'!M$4:Q$1048576,5,FALSE)=0,IF(K60=1,2*L60+2*M60,IF(K60=2,L60+2*M60,IF(K60=3,2*L60+M60,L60+M60))),VLOOKUP(C60,'ورودی نیروها'!M$4:Q$1048576,5,FALSE))","v":195},225709.28571428571,352953.94736842107,263335,285525,1.3333333333333333,20,12.570053699169309,0.41863246886335237,0.38165241513967074,297987.17661836569,821260.47496886936,17550,7.229236181618667,0.5751157755273878,"-","-","-","-","-"]
[null,{"$f":"'ورودی نیروها'!C54","v":"BASE"},{"$f":"'ورودی نیروها'!D54","v":1},{"$f":"'ورودی نیروها'!E54","v":"ACIS50"},"1 - ACIS50",{"$f":"ABS('ورودی نیروها'!H54)","v":8543.9500000000007},{"$f":"ABS('ورودی نیروها'!I54)","v":666590.95600000001},{"$f":"ABS('ورودی نیروها'!J54)","v":2209279.9819999998},{"$f":"VLOOKUP(C61,'ورودی نیروها'!M$4:P$1000000,2,FALSE)","v":60},{"$f":"VLOOKUP(C61,'ورودی نیروها'!M$4:P$1000000,3,FALSE)","v":45},{"$f":"VLOOKUP(C61,'ورودی نیروها'!M$4:P$1000000,4,FALSE)","v":4},105,90,{"$f":"IF(VLOOKUP(C61,'ورودی نیروها'!M$4:Q$1048576,5,FALSE)=0,IF(K61=1,2*L61+2*M61,IF(K61=2,L61+2*M61,IF(K61=3,2*L61+M61,L61+M61))),VLOOKUP(C61,'ورودی نیروها'!M$4:Q$1048576,5,FALSE))","v":195},225709.28571428571,352953.94736842107,263335,285525,1.3333333333333333,20,12.570053699169309,0.41863246886335237,0.38165241513967074,279056.61763226229,843177.04085002828,17550,4.9251067969129041,0.39181270937914764,"-","-","-","-","-"]
[null,{"$f":"'ورودی نیروها'!C55","v":"BASE"},{"$f":"'ورودی نیروها'!D55","v":1},{"$f":"'ورودی نیروها'!E55","v":"ACIS51"},"1 - ACIS51",{"$f":"ABS('ورودی نیروها'!H55)","v":32406.48},{"$f":"ABS('ورودی نیروها'!I55)","v":599545.09},{"$f":"ABS('ورودی نیروها'!J55)","v":2194565.7590000001},{"$f":"VLOOKUP(C62,'ورودی نیروها'!M$4:P$1000000,2,FALSE)","v":60},{"$f":"VLOOKUP(C62,'ورودی نیروها'!M$4:P$1000000,3,FALSE)","v":45},{"$f":"VLOOKUP(C62,'ورودی نیروها'!M$4:P$1000000,4,FALSE)","v":4},105,90,{"$f":"IF(VLOOKUP(C62,'ورودی نیروها'!M$4:Q$1048576,5,FALSE)=0,IF(K62=1,2*L62+2*M62,IF(K62=2,L62+2*M62,IF(K62=3,2*L62+M62,L62+M62))),VLOOKUP(C62,'ورودی نیروها'!M$4:Q$1048576,5,FALSE))","v":195},225709.28571428571,352953.94736842107,263335,285525,1.3333333333333333,20,12.570053699169309,0.41863246886335237,0.38165241513967074,250989.04122160078,837561.32210517465,17550,6.1391169600283462,0.48839226203417485,"-","-","-","-","-"]
[null,{"$f":"'ورودی نیروها'!C56","v":"BASE"},{"$f":"'ورودی نیروها'!D56","v":1},{"$f":"'ورودی نیروها'!E56","v":"ACIS52"},"1 - ACIS52",{"$f":"ABS('ورودی نیروها'!H56)","v":8019.68},{"$f":"ABS('ورودی نیروها'!I56)","v":644765.08700000006},{"$f":"ABS('ورودی نیروها'!J56)","v":2251991.2200000002},{"$f":"VLOOKUP(C63,'ورودی نیروها'!M$4:P$1000000,2,FALSE)","v":60},{"$f":"VLOOKUP(C63,'ورودی نیروها'!M$4:P$1000000,3,FALSE)","v":45},{"$f":"VLOOKUP(C63,'ورودی نیروها'!M$4:P$1000000,4,FALSE)","v":4},105,90,{"$f":"IF(VLOOKUP(C63,'ورودی نیروها'!M$4:Q$1048576,5,FALSE)=0,IF(K63=1,2*L63+2*M63,IF(K63=2,L63+2*M63,IF(K63=3,2*L63+M63,L63+M63))),VLOOKUP(C63,'ورودی نیروها'!M$4:Q$1048576,5,FALSE))","v":195},225709.28571428571,352953.94736842107,263335,285525,1.3333333333333333,20,12.570053699169309,0.41863246886335237,0.38165241513967074,269919.60020770418,859477.88798633369,17550,4.916654068125383,0.39114025968324223,"-","-","-","-","-"]
[null,{"$f":"'ورودی نیروها'!C57","v":"BASE"},{"$f":"'ورودی نیروها'!D57","v":1},{"$f":"'ورودی نیروها'!E57","v":"ACIS54"},"1 - ACIS54",{"$f":"ABS('ورودی نیروها'!H57)","v":181148.89},{"$f":"ABS('ورودی نیروها'!I57)","v":838043.75699999998},{"$f":"ABS('ورودی نیروها'!J57)","v":2497544.9},{"$f":"VLOOKUP(C64,'ورودی نیروها'!M$4:P$1000000,2,FALSE)","v":60},{"$f":"VLOOKUP(C64,'ورودی نیروها'!M$4:P$1000000,3,FALSE)","v":45},{"$f":"VLOOKUP(C64,'ورودی نیروها'!M$4:P$1000000,4,FALSE)","v":4},105,90,{"$f":"IF(VLOOKUP(C64,'ورودی نیروها'!M$4:Q$1048576,5,FALSE)=0,IF(K64=1,2*L64+2*M64,IF(K64=2,L64+2*M64,IF(K64=3,2*L64+M64,L64+M64))),VLOOKUP(C64,'ورودی نیروها'!M$4:Q$1048576,5,FALSE))","v":195},225709.28571428571,352953.94736842107,263335,285525,1.3333333333333333,20,12.570053699169309,0.41863246886335237,0.38165241513967074,350832.32700842933,953194.04300476739,17550,15.495930246539231,1.2327656362807169,241531.85333333336,882417.7696816856,"OK","OK",0.19018197557904495]
[null,{"$f":"'ورودی نیروها'!C58","v":"BASE"},{"$f":"'ورودی نیروها'!D58","v":1},{"$f":"'ورودی نیروها'!E58","v":"ACIS55"},"1 - ACIS55",{"$f":"ABS('ورودی نیروها'!H58)","v":164585.25},{"$f":"ABS('ورودی نیروها'!I58)","v":473312.28499999997},{"$f":"ABS('ورودی نیروها'!J58)","v":2454833.662},{"$f":"VLOOKUP(C65,'ورودی نیروها'!M$4:P$1000000,2,FALSE)","v":60},{"$f":"VLOOKUP(C65,'ورودی نیروها'!M$4:P$1000000,3,FALSE)","v":45},{"$f":"VLOOKUP(C65,'ورودی نیروها'!M$4:P$1000000,4,FALSE)","v":4},105,90,{"$f":"IF(VLOOKUP(C65,'ورودی نیروها'!M$4:Q$1048576,5,FALSE)=0,IF(K65=1,2*L65+2*M65,IF(K65=2,L65+2*M65,IF(K65=3,2*L65+M65,L65+M65))),VLOOKUP(C65,'ورودی نیروها'!M$4:Q$1048576,5,FALSE))","v":195},225709.28571428571,352953.94736842107,263335,285525,1.3333333333333333,20,12.570053699169309,0.41863246886335237,0.38165241513967074,198143.89041290464,936893.19586846221,17550,13.813748793727587,1.0989411122913872,219447,882417.7696816856,"OK","OK",8.084018114628809E-2]
[null,{"$f":"'ورودی نیروها'!C59","v":"BASE"},{"$f":"'ورودی نیروها'!D59","v":1},{"$f":"'ورودی نیروها'!E59","v":"ACIS56"},"1 - ACIS56",{"$f":"ABS('ورودی نیروها'!H59)","v":124159.1},{"$f":"ABS('ورودی نیروها'!I59)","v":518532.283},{"$f":"ABS('ورودی نیروها'!J59)","v":2397408.2009999999},{"$f":"VLOOKUP(C66,'ورودی نیروها'!M$4:P$1000000,2,FALSE)","v":60},{"$f":"VLOOKUP(C66,'ورودی نیروها'!M$4:P$1000000,3,FALSE)","v":45},{"$f":"VLOOKUP(C66,'ورودی نیروها'!M$4:P$1000000,4,FALSE)","v":4},105,90,{"$f":"IF(VLOOKUP(C66,'ورودی نیروها'!M$4:Q$1048576,5,FALSE)=0,IF(K66=1,2*L66+2*M66,IF(K66=2,L66+2*M66,IF(K66=3,2*L66+M66,L66+M66))),VLOOKUP(C66,'ورودی نیروها'!M$4:Q$1048576,5,FALSE))","v":195},225709.28571428571,352953.94736842107,263335,285525,1.3333333333333333,20,12.570053699169309,0.41863246886335237,0.38165241513967074,217074.4498176405,914976.62998730317,17550,11.510908949518862,0.91574063444769216,"-","-","-","-","-"]
[null,{"$f":"'ورودی نیروها'!C60","v":"BASE"},{"$f":"'ورودی نیروها'!D60","v":1},{"$f":"'ورودی نیروها'!E60","v":"ACIS57"},"1 - ACIS57",{"$f":"ABS('ورودی نیروها'!H60)","v":47151.18},{"$f":"ABS('ورودی نیروها'!I60)","v":933195.85900000005},{"$f":"ABS('ورودی نیروها'!J60)","v":2290179.801},{"$f":"VLOOKUP(C67,'ورودی نیروها'!M$4:P$1000000,2,FALSE)","v":60},{"$f":"VLOOKUP(C67,'ورودی نیروها'!M$4:P$1000000,3,FALSE)","v":45},{"$f":"VLOOKUP(C67,'ورودی نیروها'!M$4:P$1000000,4,FALSE)","v":4},105,90,{"$f":"IF(VLOOKUP(C67,'ورودی نیروها'!M$4:Q$1048576,5,FALSE)=0,IF(K67=1,2*L67+2*M67,IF(K67=2,L67+2*M67,IF(K67=3,2*L67+M67,L67+M67))),VLOOKUP(C67,'ورودی نیروها'!M$4:Q$1048576,5,FALSE))","v":195},225709.28571428571,352953.94736842107,263335,285525,1.3333333333333333,20,12.570053699169309,0.41863246886335237,0.38165241513967074,390666.08638622687,874052.65215574054,17550,7.7366806605998821,0.6154850922483458,"-","-","-","-","-"]
[null,{"$f":"'ورودی نیروها'!C61","v":"BASE"},{"$f":"'ورودی نیروها'!D61","v":1},{"$f":"'ورودی نیروها'!E61","v":"ACIS58"},"1 - ACIS58",{"$f":"ABS('ورودی نیروها'!H61)","v":6725.02},{"$f":"ABS('ورودی نیروها'!I61)","v":887975.86199999996},{"$f":"ABS('ورودی نیروها'!J61)","v":2347605.2620000001},{"$f":"VLOOKUP(C68,'ورودی نیروها'!M$4:P$1000000,2,FALSE)","v":60},{"$f":"VLOOKUP(C68,'ورودی نیروها'!M$4:P$1000000,3,FALSE)","v":45},{"$f":"VLOOKUP(C68,'ورودی نیروها'!M$4:P$1000000,4,FALSE)","v":4},105,90,{"$f":"IF(VLOOKUP(C68,'ورودی نیروها'!M$4:Q$1048576,5,FALSE)=0,IF(K68=1,2*L68+2*M68,IF(K68=2,L68+2*M68,IF(K68=3,2*L68+M68,L68+M68))),VLOOKUP(C68,'ورودی نیروها'!M$4:Q$1048576,5,FALSE))","v":195},225709.28571428571,352953.94736842107,263335,285525,1.3333333333333333,20,12.570053699169309,0.41863246886335237,0.38165241513967074,371735.52740012348,895969.21803689958,17550,5.4325512758941201,0.4321820261001057,"-","-","-","-","-"]
[null,{"$f":"'ورودی نیروها'!C62","v":"BASE"},{"$f":"'ورودی نیروها'!D62","v":1},{"$f":"'ورودی نیروها'!E62","v":"ACIS59"},"1 - ACIS59",{"$f":"ABS('ورودی نیروها'!H62)","v":30587.55},{"$f":"ABS('ورودی نیروها'!I62)","v":378160.18400000001},{"$f":"ABS('ورودی نیروها'!J62)","v":2332891.04},{"$f":"VLOOKUP(C69,'ورودی نیروها'!M$4:P$1000000,2,FALSE)","v":60},{"$f":"VLOOKUP(C69,'ورودی نیروها'!M$4:P$1000000,3,FALSE)","v":45},{"$f":"VLOOKUP(C69,'ورودی نیروها'!M$4:P$1000000,4,FALSE)","v":4},105,90,{"$f":"IF(VLOOKUP(C69,'ورودی نیروها'!M$4:Q$1048576,5,FALSE)=0,IF(K69=1,2*L69+2*M69,IF(K69=2,L69+2*M69,IF(K69=3,2*L69+M69,L69+M69))),VLOOKUP(C69,'ورودی نیروها'!M$4:Q$1048576,5,FALSE))","v":195},225709.28571428571,352953.94736842107,263335,285525,1.3333333333333333,20,12.570053699169309,0.41863246886335237,0.38165241513967074,158310.1314537396,890353.49967369821,17550,5.8253377192055114,0.46342981968251085,"-","-","-","-","-"]
[null,{"$f":"'ورودی نیروها'!C63","v":"BASE"},{"$f":"'ورودی نیروها'!D63","v":1},{"$f":"'ورودی نیروها'!E63","v":"ACIS60"},"1 - ACIS60",{"$f":"ABS('ورودی نیروها'!H63)","v":9838.61},{"$f":"ABS('ورودی نیروها'!I63)","v":423380.18099999998},{"$f":"ABS('ورودی نیروها'!J63)","v":2390316.5010000002},{"$f":"VLOOKUP(C70,'ورودی نیروها'!M$4:P$1000000,2,FALSE)","v":60},{"$f":"VLOOKUP(C70,'ورودی نیروها'!M$4:P$1000000,3,FALSE)","v":45},{"$f":"VLOOKUP(C70,'ورودی نیروها'!M$4:P$1000000,4,FALSE)","v":4},105,90,{"$f":"IF(VLOOKUP(C70,'ورودی نیروها'!M$4:Q$1048576,5,FALSE)=0,IF(K70=1,2*L70+2*M70,IF(K70=2,L70+2*M70,IF(K70=3,2*L70+M70,L70+M70))),VLOOKUP(C70,'ورودی نیروها'!M$4:Q$1048576,5,FALSE))","v":195},225709.28571428571,352953.94736842107,263335,285525,1.3333333333333333,20,12.570053699169309,0.41863246886335237,0.38165241513967074,177240.69043984299,912270.06555485725,17550,4.810160297388018,0.38266823774236519,"-","-","-","-","-"]
[null,{"$f":"'ورودی نیروها'!C64","v":"BASE"},{"$f":"'ورودی نیروها'!D64","v":1},{"$f":"'ورودی نیروها'!E64","v":"ACIS61"},"1 - ACIS61",{"$f":"ABS('ورودی نیروها'!H64)","v":182967.82},{"$f":"ABS('ورودی نیروها'!I64)","v":616658.85100000002},{"$f":"ABS('ورودی نیروها'!J64)","v":2635870.1809999999},{"$f":"VLOOKUP(C71,'ورودی نیروها'!M$4:P$1000000,2,FALSE)","v":60},{"$f":"VLOOKUP(C71,'ورودی نیروها'!M$4:P$1000000,3,FALSE)","v":45},{"$f":"VLOOKUP(C71,'ورودی نیروها'!M$4:P$1000000,4,FALSE)","v":4},105,90,{"$f":"IF(VLOOKUP(C71,'ورودی نیروها'!M$4:Q$1048576,5,FALSE)=0,IF(K71=1,2*L71+2*M71,IF(K71=2,L71+2*M71,IF(K71=3,2*L71+M71,L71+M71))),VLOOKUP(C71,'ورودی نیروها'!M$4:Q$1048576,5,FALSE))","v":195},225709.28571428571,352953.94736842107,263335,285525,1.3333333333333333,20,12.570053699169309,0.41863246886335237,0.38165241513967074,258153.41724056815,1005986.2205732911,17550,15.389436475801867,1.22429361433984,243957.09333333335,882417.7696816856,"OK","OK",0.18325988048111627]
[null,{"$f":"'ورودی نیروها'!C65","v":"BASE"},{"$f":"'ورودی نیروها'!D65","v":1},{"$f":"'ورودی نیروها'!E65","v":"ACIS62"},"1 - ACIS62",{"$f":"ABS('ورودی نیروها'!H65)","v":142541.66},{"$f":"ABS('ورودی نیروها'!I65)","v":571438.85400000005},{"$f":"ABS('ورودی نیروها'!J65)","v":2578444.7200000002},{"$f":"VLOOKUP(C72,'ورودی نیروها'!M$4:P$1000000,2,FALSE)","v":60},{"$f":"VLOOKUP(C72,'ورودی نیروها'!M$4:P$1000000,3,FALSE)","v":45},{"$f":"VLOOKUP(C72,'ورودی نیروها'!M$4:P$1000000,4,FALSE)","v":4},105,90,{"$f":"IF(VLOOKUP(C72,'ورودی نیروها'!M$4:Q$1048576,5,FALSE)=0,IF(K72=1,2*L72+2*M72,IF(K72=2,L72+2*M72,IF(K72=3,2*L72+M72,L72+M72))),VLOOKUP(C72,'ورودی نیروها'!M$4:Q$1048576,5,FALSE))","v":195},225709.28571428571,352953.94736842107,263335,285525,1.3333333333333333,20,12.570053699169309,0.41863246886335237,0.38165241513967074,239222.85825446478,984069.65469213214,17550,12.918853213858675,1.0277484506460315,190055.54666666666,882417.7696816856,"OK","OK",2.2671968454808809E-2]
[null,{"$f":"'ورودی نیروها'!C66","v":"BASE"},{"$f":"'ورودی نیروها'!D66","v":1},{"$f":"'ورودی نیروها'!E66","v":"ACIS64"},"1 - ACIS64",{"$f":"ABS('ورودی نیروها'!H66)","v":166404.19},{"$f":"ABS('ورودی نیروها'!I66)","v":694697.19099999999},{"$f":"ABS('ورودی نیروها'!J66)","v":2593158.9419999998},{"$f":"VLOOKUP(C73,'ورودی نیروها'!M$4:P$1000000,2,FALSE)","v":60},{"$f":"VLOOKUP(C73,'ورودی نیروها'!M$4:P$1000000,3,FALSE)","v":45},{"$f":"VLOOKUP(C73,'ورودی نیروها'!M$4:P$1000000,4,FALSE)","v":4},105,90,{"$f":"IF(VLOOKUP(C73,'ورودی نیروها'!M$4:Q$1048576,5,FALSE)=0,IF(K73=1,2*L73+2*M73,IF(K73=2,L73+2*M73,IF(K73=3,2*L73+M73,L73+M73))),VLOOKUP(C73,'ورودی نیروها'!M$4:Q$1048576,5,FALSE))","v":195},225709.28571428571,352953.94736842107,263335,285525,1.3333333333333333,20,12.570053699169309,0.41863246886335237,0.38165241513967074,290822.80018076586,989685.37305533327,17550,14.528479312594843,1.1558008947531351,221872.25333333333,882417.7696816856,"OK","OK",0.12729766487265975]
[null,{"$f":"'ورودی نیروها'!C67","v":"BASE"},{"$f":"'ورودی نیروها'!D67","v":1},{"$f":"'ورودی نیروها'!E67","v":"ACIS65"},"1 - ACIS65",{"$f":"ABS('ورودی نیروها'!H67)","v":50789.05},{"$f":"ABS('ورودی نیروها'!I67)","v":490426.04700000002},{"$f":"ABS('ورودی نیروها'!J67)","v":2013529.24},{"$f":"VLOOKUP(C74,'ورودی نیروها'!M$4:P$1000000,2,FALSE)","v":60},{"$f":"VLOOKUP(C74,'ورودی نیروها'!M$4:P$1000000,3,FALSE)","v":45},{"$f":"VLOOKUP(C74,'ورودی نیروها'!M$4:P$1000000,4,FALSE)","v":4},105,90,{"$f":"IF(VLOOKUP(C74,'ورودی نیروها'!M$4:Q$1048576,5,FALSE)=0,IF(K74=1,2*L74+2*M74,IF(K74=2,L74+2*M74,IF(K74=3,2*L74+M74,L74+M74))),VLOOKUP(C74,'ورودی نیروها'!M$4:Q$1048576,5,FALSE))","v":195},225709.28571428571,352953.94736842107,263335,285525,1.3333333333333333,20,12.570053699169309,0.41863246886335237,0.38165241513967074,205308.2668505045,768468.29740034568,17550,6.7217922709887166,0.53474650402113444,"-","-","-","-","-"]
[null,{"$f":"'ورودی نیروها'!C68","v":"BASE"},{"$f":"'ورودی نیروها'!D68","v":1},{"$f":"'ورودی نیروها'!E68","v":"ACIS67"},"1 - ACIS67",{"$f":"ABS('ورودی نیروها'!H68)","v":10362.89},{"$f":"ABS('ورودی نیروها'!I68)","v":445206.05},{"$f":"ABS('ورودی نیروها'!J68)","v":2070954.7009999999},{"$f":"VLOOKUP(C75,'ورودی نیروها'!M$4:P$1000000,2,FALSE)","v":60},{"$f":"VLOOKUP(C75,'ورودی نیروها'!M$4:P$1000000,3,FALSE)","v":45},{"$f":"VLOOKUP(C75,'ورودی نیروها'!M$4:P$1000000,4,FALSE)","v":4},105,90,{"$f":"IF(VLOOKUP(C75,'ورودی نیروها'!M$4:Q$1048576,5,FALSE)=0,IF(K75=1,2*L75+2*M75,IF(K75=2,L75+2*M75,IF(K75=3,2*L75+M75,L75+M75))),VLOOKUP(C75,'ورودی نیروها'!M$4:Q$1048576,5,FALSE))","v":195},225709.28571428571,352953.94736842107,263335,285525,1.3333333333333333,20,12.570053699169309,0.41863246886335237,0.38165241513967074,186377.70786440111,790384.8632815046,17550,4.4176628862829528,0.35144343787289417,"-","-","-","-","-"]
[null,{"$f":"'ورودی نیروها'!C69","v":"BASE"},{"$f":"'ورودی نیروها'!D69","v":1},{"$f":"'ورودی نیروها'!E69","v":"ACIS68"},{"$f":"CONCATENATE(C76,\" - \",D76)","v":"1 - ACIS68"},{"$f":"ABS('ورودی نیروها'!H69)","v":6200.75},{"$f":"ABS('ورودی نیروها'!I69)","v":866149.99300000002},{"$f":"ABS('ورودی نیروها'!J69)","v":2113665.94},{"$f":"VLOOKUP(C76,'ورودی نیروها'!M$4:P$1000000,2,FALSE)","v":60},{"$f":"VLOOKUP(C76,'ورودی نیروها'!M$4:P$1000000,3,FALSE)","v":45},{"$f":"VLOOKUP(C76,'ورودی نیروها'!M$4:P$1000000,4,FALSE)","v":4},{"$f":"IF(OR(K76=1,K76=2),I76+$C$6,I76+($C$6/2))","v":105},{"$f":"IF(OR(K76=1,K76=3),J76+$C$6,J76+($C$6/2))","v":90},{"$f":"IF(VLOOKUP(C76,'ورودی نیروها'!M$4:Q$1048576,5,FALSE)=0,IF(K76=1,2*L76+2*M76,IF(K76=2,L76+2*M76,IF(K76=3,2*L76+M76,L76+M76))),VLOOKUP(C76,'ورودی نیروها'!M$4:Q$1048576,5,FALSE))","v":195},{"$f":"IF(K76=1,(L76*$C$6*(L76+3*M76)+$C$6^3)/3,IF(K76=2,(2*M76^2*$C$6*(M76+2*L76)+$C$6^3*(2*M76+L76))/(6*M76),IF(K76=3,M76*$C$6*(M76+6*L76)/6,($C$6*(L76+4*M76)+$C$6^3*(L76+M76))/(6*L76))))","v":225709.28571428571},{"$f":"IF(K76=1,(L76*$C$6*(L76+3*M76)+$C$6^3)/3,IF(K76=2,(2*M76^2*$C$6*(M76+2*L76)+$C$6^3*(2*M76+L76))/(6*(L76+M76)),IF(K76=3,(M76*$C$6*(M76+6*L76)+$C$6^3)/6,(L76^2*$C$6*(L76+4*M76)+$C$6^3*(L76+M76))/(6*(L76+2*M76)))))","v":352953.94736842107},{"$f":"IF(K76=1,(M76*$C$6*(M76+3*L76)+$C$6^3)/3,IF(K76=2,L76*$C$6*(L76+6*M76)/6,IF(K76=3,(2*L76^2*$C$6*(L76+2*M76)+$C$6^3*(2*L76+M76))/(6*L76),($C$6*(M76+4*L76)+$C$6^3*(M76+L76))/(6*M76))))","v":263335},{"$f":"IF(K76=1,(M76*$C$6*(M76+3*L76)+$C$6^3)/3,IF(K76=2,(L76*$C$6*(L76+6*M76)+$C$6^3)/6,IF(K76=3,(2*L76^2*$C$6*(L76+2*M76)+$C$6^3*(2*L76+M76))/(6*(M76+L76)),(M76^2*$C$6*(M76+4*L76)+$C$6^3*(M76+L76))/(6*(M76+2*L76)))))","v":285525},{"$f":"MAX(I76:J76)/MIN(I76:J76)","v":1.3333333333333333},{"$f":"IF(K76=1,40,IF(K76=4,20,30))","v":20},{"$f":"MIN(0.53*$C$5*(1+(2/S76))*SQRT($C$4),0.53*$C$5*(1+((T76*$C$6)/(2*N76)))*SQRT($C$4),1.06*$C$5*SQRT($C$4))","v":12.570053699169309},{"$f":"1-(1/((1+(2/3)*SQRT(L76/M76))))","v":0.41863246886335237},{"$f":"1-(1/((1+(2/3)*SQRT(M76/L76))))","v":0.38165241513967074},{"$f":"V76*G76","v":362598.50997556536},{"$f":"W76*H76","v":806685.71079946239},{"$f":"N76*$C$6","v":17550},{"$f":"(F76/Z76)+(X76/MIN(O76:P76))+(Y76/MIN(Q76:R76))","v":5.0231478403120509},{"$f":"AA76/U76","v":0.39961228173941732},{"$f":"IF(AB76<=1,\"-\",F76/$C$5)","v":"-"},{"$f":"IF(AB76<=1,\"-\",3*U76*N76*$C$6/$C$5)","v":"-"},{"$f":"IF(AB76<=1,\"-\",IF(AC76<=AD76,\"OK\",\"NOT OK\"))","v":"-"},{"$f":"IF(AB76<=1,\"-\",IF(OR($C$6>=15,$C$6>=16*($C$8/10)),\"OK\",\"NOT OK\"))","v":"-"},{"$f":"IF(OR(AE76=\"NOT OK\",AF76=\"NOT OK\"),\"CANT USE\",IF(AB76<=1,\"-\",(AA76-U76)*N76/($C$5*$C$7)))","v":"-"}]
[null,{"$f":"'ورودی نیروها'!C70","v":"BASE"},{"$f":"'ورودی نیروها'!D70","v":1},{"$f":"'ورودی نیروها'!E70","v":"ACIS69"},"1 - ACIS69",{"$f":"ABS('ورودی نیروها'!H70)","v":179329.96},{"$f":"ABS('ورودی نیروها'!I70)","v":1059428.6629999999},{"$f":"ABS('ورودی نیروها'!J70)","v":2359219.62},{"$f":"VLOOKUP(C77,'ورودی نیروها'!M$4:P$1000000,2,FALSE)","v":60},{"$f":"VLOOKUP(C77,'ورودی نیروها'!M$4:P$1000000,3,FALSE)","v":45},{"$f":"VLOOKUP(C77,'ورودی نیروها'!M$4:P$1000000,4,FALSE)","v":4},105,90,{"$f":"IF(VLOOKUP(C77,'ورودی نیروها'!M$4:Q$1048576,5,FALSE)=0,IF(K77=1,2*L77+2*M77,IF(K77=2,L77+2*M77,IF(K77=3,2*L77+M77,L77+M77))),VLOOKUP(C77,'ورودی نیروها'!M$4:Q$1048576,5,FALSE))","v":195},225709.28571428571,352953.94736842107,263335,285525,1.3333333333333333,20,12.570053699169309,0.41863246886335237,0.38165241513967074,443511.23677629052,900401.86581789632,17550,15.602424018725898,1.2412376583368918,239106.61333333331,882417.7696816856,"OK","OK",0.19710407077117831]
[null,{"$f":"'ورودی نیروها'!C71","v":"BASE"},{"$f":"'ورودی نیروها'!D71","v":1},{"$f":"'ورودی نیروها'!E71","v":"ACIS70"},"1 - ACIS70",{"$f":"ABS('ورودی نیروها'!H71)","v":138903.79999999999},{"$f":"ABS('ورودی نیروها'!I71)","v":1014208.666},{"$f":"ABS('ورودی نیروها'!J71)","v":2301794.159},{"$f":"VLOOKUP(C78,'ورودی نیروها'!M$4:P$1000000,2,FALSE)","v":60},{"$f":"VLOOKUP(C78,'ورودی نیروها'!M$4:P$1000000,3,FALSE)","v":45},{"$f":"VLOOKUP(C78,'ورودی نیروها'!M$4:P$1000000,4,FALSE)","v":4},105,90,{"$f":"IF(VLOOKUP(C78,'ورودی نیروها'!M$4:Q$1048576,5,FALSE)=0,IF(K78=1,2*L78+2*M78,IF(K78=2,L78+2*M78,IF(K78=3,2*L78+M78,L78+M78))),VLOOKUP(C78,'ورودی نیروها'!M$4:Q$1048576,5,FALSE))","v":195},225709.28571428571,352953.94736842107,263335,285525,1.3333333333333333,20,12.570053699169309,0.41863246886335237,0.38165241513967074,424580.67779018712,878485.29993673728,17550,13.131840756782708,1.0446924946430838,185205.06666666665,882417.7696816856,"OK","OK",3.651615874487095E-2]
[null,{"$f":"'ورودی نیروها'!C72","v":"BASE"},{"$f":"'ورودی نیروها'!D72","v":1},{"$f":"'ورودی نیروها'!E72","v":"ACIS71"},"1 - ACIS71",{"$f":"ABS('ورودی نیروها'!H72)","v":162766.32},{"$f":"ABS('ورودی نیروها'!I72)","v":251927.37899999999},{"$f":"ABS('ورودی نیروها'!J72)","v":2316508.3810000001},{"$f":"VLOOKUP(C79,'ورودی نیروها'!M$4:P$1000000,2,FALSE)","v":60},{"$f":"VLOOKUP(C79,'ورودی نیروها'!M$4:P$1000000,3,FALSE)","v":45},{"$f":"VLOOKUP(C79,'ورودی نیروها'!M$4:P$1000000,4,FALSE)","v":4},105,90,{"$f":"IF(VLOOKUP(C79,'ورودی نیروها'!M$4:Q$1048576,5,FALSE)=0,IF(K79=1,2*L79+2*M79,IF(K79=2,L79+2*M79,IF(K79=3,2*L79+M79,L79+M79))),VLOOKUP(C79,'ورودی نیروها'!M$4:Q$1048576,5,FALSE))","v":195},225709.28571428571,352953.94736842107,263335,285525,1.3333333333333333,20,12.570053699169309,0.41863246886335237,0.38165241513967074,105464.98064504347,884101.01829993853,17550,13.099018843211597,1.0420813750443441,217021.76,882417.7696816856,"OK","OK",3.4382734362748767E-2]
[null,{"$f":"'ورودی نیروها'!C73","v":"BASE"},{"$f":"'ورودی نیروها'!D73","v":1},{"$f":"'ورودی نیروها'!E73","v":"ACIS72"},"1 - ACIS72",{"$f":"ABS('ورودی نیروها'!H73)","v":122340.16},{"$f":"ABS('ورودی نیروها'!I73)","v":297147.37699999998},{"$f":"ABS('ورودی نیروها'!J73)","v":2259082.92},{"$f":"VLOOKUP(C80,'ورودی نیروها'!M$4:P$1000000,2,FALSE)","v":60},{"$f":"VLOOKUP(C80,'ورودی نیروها'!M$4:P$1000000,3,FALSE)","v":45},{"$f":"VLOOKUP(C80,'ورودی نیروها'!M$4:P$1000000,4,FALSE)","v":4},105,90,{"$f":"IF(VLOOKUP(C80,'ورودی نیروها'!M$4:Q$1048576,5,FALSE)=0,IF(K80=1,2*L80+2*M80,IF(K80=2,L80+2*M80,IF(K80=3,2*L80+M80,L80+M80))),VLOOKUP(C80,'ورودی نیروها'!M$4:Q$1048576,5,FALSE))","v":195},225709.28571428571,352953.94736842107,263335,285525,1.3333333333333333,20,12.570053699169309,0.41863246886335237,0.38165241513967074,124395.54004977932,862184.45241877961,17550,10.796178429202302,0.858880851870646,"-","-","-","-","-"]
[null,{"$f":"'ورودی نیروها'!C74","v":"BASE"},{"$f":"'ورودی نیروها'!D74","v":1},{"$f":"'ورودی نیروها'!E74","v":"ACIS73"},"1 - ACIS73",{"$f":"ABS('ورودی نیروها'!H74)","v":114556.93},{"$f":"ABS('ورودی نیروها'!I74)","v":2285907.8169999998},{"$f":"ABS('ورودی نیروها'!J74)","v":474734.94500000001},{"$f":"VLOOKUP(C81,'ورودی نیروها'!M$4:P$1000000,2,FALSE)","v":60},{"$f":"VLOOKUP(C81,'ورودی نیروها'!M$4:P$1000000,3,FALSE)","v":45},{"$f":"VLOOKUP(C81,'ورودی نیروها'!M$4:P$1000000,4,FALSE)","v":4},105,90,{"$f":"IF(VLOOKUP(C81,'ورودی نیروها'!M$4:Q$1048576,5,FALSE)=0,IF(K81=1,2*L81+2*M81,IF(K81=2,L81+2*M81,IF(K81=3,2*L81+M81,L81+M81))),VLOOKUP(C81,'ورودی نیروها'!M$4:Q$1048576,5,FALSE))","v":195},225709.28571428571,352953.94736842107,263335,285525,1.3333333333333333,20,12.570053699169309,0.41863246886335237,0.38165241513967074,956955.23302474618,181183.73831044877,17550,11.45526455873344,0.91131389195978219,"-","-","-","-","-"]
[null,{"$f":"'ورودی نیروها'!C75","v":"BASE"},{"$f":"'ورودی نیروها'!D75","v":1},{"$f":"'ورودی نیروها'!E75","v":"ACIS74"},"1 - ACIS74",{"$f":"ABS('ورودی نیروها'!H75)","v":74130.77},{"$f":"ABS('ورودی نیروها'!I75)","v":2240687.8199999998},{"$f":"ABS('ورودی نیروها'!J75)","v":532160.40599999996},{"$f":"VLOOKUP(C82,'ورودی نیروها'!M$4:P$1000000,2,FALSE)","v":60},{"$f":"VLOOKUP(C82,'ورودی نیروها'!M$4:P$1000000,3,FALSE)","v":45},{"$f":"VLOOKUP(C82,'ورودی نیروها'!M$4:P$1000000,4,FALSE)","v":4},105,90,{"$f":"IF(VLOOKUP(C82,'ورودی نیروها'!M$4:Q$1048576,5,FALSE)=0,IF(K82=1,2*L82+2*M82,IF(K82=2,L82+2*M82,IF(K82=3,2*L82+M82,L82+M82))),VLOOKUP(C82,'ورودی نیروها'!M$4:Q$1048576,5,FALSE))","v":195},225709.28571428571,352953.94736842107,263335,285525,1.3333333333333333,20,12.570053699169309,0.41863246886335237,0.38165241513967074,938024.67403864278,203100.30419160772,17550,9.1511351740276758,0.72801082581154197,"-","-","-","-","-"]
[null,{"$f":"'ورودی نیروها'!C76","v":"BASE"},{"$f":"'ورودی نیروها'!D76","v":1},{"$f":"'ورودی نیروها'!E76","v":"ACIS75"},"1 - ACIS75",{"$f":"ABS('ورودی نیروها'!H76)","v":154210.56},{"$f":"ABS('ورودی نیروها'!I76)","v":2323777.6579999998},{"$f":"ABS('ورودی نیروها'!J76)","v":920084.88100000005},{"$f":"VLOOKUP(C83,'ورودی نیروها'!M$4:P$1000000,2,FALSE)","v":60},{"$f":"VLOOKUP(C83,'ورودی نیروها'!M$4:P$1000000,3,FALSE)","v":45},{"$f":"VLOOKUP(C83,'ورودی نیروها'!M$4:P$1000000,4,FALSE)","v":4},105,90,{"$f":"IF(VLOOKUP(C83,'ورودی نیروها'!M$4:Q$1048576,5,FALSE)=0,IF(K83=1,2*L83+2*M83,IF(K83=2,L83+2*M83,IF(K83=3,2*L83+M83,L83+M83))),VLOOKUP(C83,'ورودی نیروها'!M$4:Q$1048576,5,FALSE))","v":195},225709.28571428571,352953.94736842107,263335,285525,1.3333333333333333,20,12.570053699169309,0.41863246886335237,0.38165241513967074,972808.77805803879,351152.61696714658,17550,14.430416789179937,1.1479996135683628,205614.07999999999,882417.7696816856,"OK","OK",0.12092360085069082]
[null,{"$f":"'ورودی نیروها'!C77","v":"BASE"},{"$f":"'ورودی نیروها'!D77","v":1},{"$f":"'ورودی نیروها'!E77","v":"ACIS76"},"1 - ACIS76",{"$f":"ABS('ورودی نیروها'!H77)","v":113784.4},{"$f":"ABS('ورودی نیروها'!I77)","v":2278557.6609999998},{"$f":"ABS('ورودی نیروها'!J77)","v":862659.42},{"$f":"VLOOKUP(C84,'ورودی نیروها'!M$4:P$1000000,2,FALSE)","v":60},{"$f":"VLOOKUP(C84,'ورودی نیروها'!M$4:P$1000000,3,FALSE)","v":45},{"$f":"VLOOKUP(C84,'ورودی نیروها'!M$4:P$1000000,4,FALSE)","v":4},105,90,{"$f":"IF(VLOOKUP(C84,'ورودی نیروها'!M$4:Q$1048576,5,FALSE)=0,IF(K84=1,2*L84+2*M84,IF(K84=2,L84+2*M84,IF(K84=3,2*L84+M84,L84+M84))),VLOOKUP(C84,'ورودی نیروها'!M$4:Q$1048576,5,FALSE))","v":195},225709.28571428571,352953.94736842107,263335,285525,1.3333333333333333,20,12.570053699169309,0.41863246886335237,0.38165241513967074,953878.2190719354,329236.05108598759,17550,11.959833527236746,0.95145444987455474,"-","-","-","-","-"]
[null,{"$f":"'ورودی نیروها'!C78","v":"BASE"},{"$f":"'ورودی نیروها'!D78","v":1},{"$f":"'ورودی نیروها'!E78","v":"ACIS78"},"1 - ACIS78",{"$f":"ABS('ورودی نیروها'!H78)","v":59344.81},{"$f":"ABS('ورودی نیروها'!I78)","v":2085278.9909999999},{"$f":"ABS('ورودی نیروها'!J78)","v":617105.74},{"$f":"VLOOKUP(C85,'ورودی نیروها'!M$4:P$1000000,2,FALSE)","v":60},{"$f":"VLOOKUP(C85,'ورودی نیروها'!M$4:P$1000000,3,FALSE)","v":45},{"$f":"VLOOKUP(C85,'ورودی نیروها'!M$4:P$1000000,4,FALSE)","v":4},105,90,{"$f":"IF(VLOOKUP(C85,'ورودی نیروها'!M$4:Q$1048576,5,FALSE)=0,IF(K85=1,2*L85+2*M85,IF(K85=2,L85+2*M85,IF(K85=3,2*L85+M85,L85+M85))),VLOOKUP(C85,'ورودی نیروها'!M$4:Q$1048576,5,FALSE))","v":195},225709.28571428571,352953.94736842107,263335,285525,1.3333333333333333,20,12.570053699169309,0.41863246886335237,0.38165241513967074,872965.4922712103,235519.89606755372,17550,8.1434986593642105,0.64784915436776325,"-","-","-","-","-"]
[null,{"$f":"'ورودی نیروها'!C79","v":"BASE"},{"$f":"'ورودی نیروها'!D79","v":1},{"$f":"'ورودی نیروها'!E79","v":"ACIS79"},"1 - ACIS79",{"$f":"ABS('ورودی نیروها'!H79)","v":98998.44},{"$f":"ABS('ورودی نیروها'!I79)","v":2047409.149},{"$f":"ABS('ورودی نیروها'!J79)","v":777714.08600000001},{"$f":"VLOOKUP(C86,'ورودی نیروها'!M$4:P$1000000,2,FALSE)","v":60},{"$f":"VLOOKUP(C86,'ورودی نیروها'!M$4:P$1000000,3,FALSE)","v":45},{"$f":"VLOOKUP(C86,'ورودی نیروها'!M$4:P$1000000,4,FALSE)","v":4},105,90,{"$f":"IF(VLOOKUP(C86,'ورودی نیروها'!M$4:Q$1048576,5,FALSE)=0,IF(K86=1,2*L86+2*M86,IF(K86=2,L86+2*M86,IF(K86=3,2*L86+M86,L86+M86))),VLOOKUP(C86,'ورودی نیروها'!M$4:Q$1048576,5,FALSE))","v":195},225709.28571428571,352953.94736842107,263335,285525,1.3333333333333333,20,12.570053699169309,0.41863246886335237,0.38165241513967074,857111.94681928528,296816.45921004162,17550,10.565496259161449,0.84052912676575675,"-","-","-","-","-"]
[null,{"$f":"'ورودی نیروها'!C80","v":"BASE"},{"$f":"'ورودی نیروها'!D80","v":1},{"$f":"'ورودی نیروها'!E80","v":"ACIS80"},"1 - ACIS80",{"$f":"ABS('ورودی نیروها'!H80)","v":58572.28},{"$f":"ABS('ورودی نیروها'!I80)","v":2092629.1470000001},{"$f":"ABS('ورودی نیروها'!J80)","v":720288.625},{"$f":"VLOOKUP(C87,'ورودی نیروها'!M$4:P$1000000,2,FALSE)","v":60},{"$f":"VLOOKUP(C87,'ورودی نیروها'!M$4:P$1000000,3,FALSE)","v":45},{"$f":"VLOOKUP(C87,'ورودی نیروها'!M$4:P$1000000,4,FALSE)","v":4},105,90,{"$f":"IF(VLOOKUP(C87,'ورودی نیروها'!M$4:Q$1048576,5,FALSE)=0,IF(K87=1,2*L87+2*M87,IF(K87=2,L87+2*M87,IF(K87=3,2*L87+M87,L87+M87))),VLOOKUP(C87,'ورودی نیروها'!M$4:Q$1048576,5,FALSE))","v":195},225709.28571428571,352953.94736842107,263335,285525,1.3333333333333333,20,12.570053699169309,0.41863246886335237,0.38165241513967074,876042.5062240212,274899.89332888264,17550,8.262655845152155,0.6573286035920588,"-","-","-","-","-"]
[null,{"$f":"'ورودی نیروها'!C81","v":"BASE"},{"$f":"'ورودی نیروها'!D81","v":1},{"$f":"'ورودی نیروها'!E81","v":"ACIS81"},"1 - ACIS81",{"$f":"ABS('ورودی نیروها'!H81)","v":116676.84},{"$f":"ABS('ورودی نیروها'!I81)","v":2028510.058},{"$f":"ABS('ورودی نیروها'!J81)","v":313908.549},{"$f":"VLOOKUP(C88,'ورودی نیروها'!M$4:P$1000000,2,FALSE)","v":60},{"$f":"VLOOKUP(C88,'ورودی نیروها'!M$4:P$1000000,3,FALSE)","v":45},{"$f":"VLOOKUP(C88,'ورودی نیروها'!M$4:P$1000000,4,FALSE)","v":4},105,90,{"$f":"IF(VLOOKUP(C88,'ورودی نیروها'!M$4:Q$1048576,5,FALSE)=0,IF(K88=1,2*L88+2*M88,IF(K88=2,L88+2*M88,IF(K88=3,2*L88+M88,L88+M88))),VLOOKUP(C88,'ورودی نیروها'!M$4:Q$1048576,5,FALSE))","v":195},225709.28571428571,352953.94736842107,263335,285525,1.3333333333333333,20,12.570053699169309,0.41863246886335237,0.38165241513967074,849200.17369468207,119803.95585883968,17550,10.865564437160641,0.86440079710070694,"-","-","-","-","-"]
[null,{"$f":"'ورودی نیروها'!C82","v":"BASE"},{"$f":"'ورودی نیروها'!D82","v":1},{"$f":"'ورودی نیروها'!E82","v":"ACIS82"},"1 - ACIS82",{"$f":"ABS('ورودی نیروها'!H82)","v":76250.679999999993},{"$f":"ABS('ورودی نیروها'!I82)","v":1983290.061},{"$f":"ABS('ورودی نیروها'!J82)","v":371334.01},{"$f":"VLOOKUP(C89,'ورودی نیروها'!M$4:P$1000000,2,FALSE)","v":60},{"$f":"VLOOKUP(C89,'ورودی نیروها'!M$4:P$1000000,3,FALSE)","v":45},{"$f":"VLOOKUP(C89,'ورودی نیروها'!M$4:P$1000000,4,FALSE)","v":4},105,90,{"$f":"IF(VLOOKUP(C89,'ورودی نیروها'!M$4:Q$1048576,5,FALSE)=0,IF(K89=1,2*L89+2*M89,IF(K89=2,L89+2*M89,IF(K89=3,2*L89+M89,L89+M89))),VLOOKUP(C89,'ورودی نیروها'!M$4:Q$1048576,5,FALSE))","v":195},225709.28571428571,352953.94736842107,263335,285525,1.3333333333333333,20,12.570053699169309,0.41863246886335237,0.38165241513967074,830269.61470857868,141720.52173999866,17550,8.561435052454879,0.68109773095246684,"-","-","-","-","-"]
[null,{"$f":"'ورودی نیروها'!C83","v":"BASE"},{"$f":"'ورودی نیروها'!D83","v":1},{"$f":"'ورودی نیروها'!E83","v":"ACIS83"},"1 - ACIS83",{"$f":"ABS('ورودی نیروها'!H83)","v":156330.48000000001},{"$f":"ABS('ورودی نیروها'!I83)","v":2066379.9},{"$f":"ABS('ورودی نیروها'!J83)","v":1080911.277},{"$f":"VLOOKUP(C90,'ورودی نیروها'!M$4:P$1000000,2,FALSE)","v":60},{"$f":"VLOOKUP(C90,'ورودی نیروها'!M$4:P$1000000,3,FALSE)","v":45},{"$f":"VLOOKUP(C90,'ورودی نیروها'!M$4:P$1000000,4,FALSE)","v":4},105,90,{"$f":"IF(VLOOKUP(C90,'ورودی نیروها'!M$4:Q$1048576,5,FALSE)=0,IF(K90=1,2*L90+2*M90,IF(K90=2,L90+2*M90,IF(K90=3,2*L90+M90,L90+M90))),VLOOKUP(C90,'ورودی نیروها'!M$4:Q$1048576,5,FALSE))","v":195},225709.28571428571,352953.94736842107,263335,285525,1.3333333333333333,20,12.570053699169309,0.41863246886335237,0.38165241513967074,865053.71914660709,412532.39941875561,17550,14.306889851726492,1.1381725324428775,208440.64,882417.7696816856,"OK","OK",0.1128943499162169]
[null,{"$f":"'ورودی نیروها'!C84","v":"BASE"},{"$f":"'ورودی نیروها'!D84","v":1},{"$f":"'ورودی نیروها'!E84","v":"ACIS84"},"1 - ACIS84",{"$f":"ABS('ورودی نیروها'!H84)","v":115904.32000000001},{"$f":"ABS('ورودی نیروها'!I84)","v":2021159.902},{"$f":"ABS('ورودی نیروها'!J84)","v":1023485.816},{"$f":"VLOOKUP(C91,'ورودی نیروها'!M$4:P$1000000,2,FALSE)","v":60},{"$f":"VLOOKUP(C91,'ورودی نیروها'!M$4:P$1000000,3,FALSE)","v":45},{"$f":"VLOOKUP(C91,'ورودی نیروها'!M$4:P$1000000,4,FALSE)","v":4},105,90,{"$f":"IF(VLOOKUP(C91,'ورودی نیروها'!M$4:Q$1048576,5,FALSE)=0,IF(K91=1,2*L91+2*M91,IF(K91=2,L91+2*M91,IF(K91=3,2*L91+M91,L91+M91))),VLOOKUP(C91,'ورودی نیروها'!M$4:Q$1048576,5,FALSE))","v":195},225709.28571428571,352953.94736842107,263335,285525,1.3333333333333333,20,12.570053699169309,0.41863246886335237,0.38165241513967074,846123.15974187129,390615.83353759669,17550,11.836306587928561,0.94162736860151708,"-","-","-","-","-"]
[null,{"$f":"'ورودی نیروها'!C85","v":"BASE"},{"$f":"'ورودی نیروها'!D85","v":1},{"$f":"'ورودی نیروها'!E85","v":"ACIS85"},"1 - ACIS85",{"$f":"ABS('ورودی نیروها'!H85)","v":57224.89},{"$f":"ABS('ورودی نیروها'!I85)","v":1827881.2320000001},{"$f":"ABS('ورودی نیروها'!J85)","v":777932.13600000006},{"$f":"VLOOKUP(C92,'ورودی نیروها'!M$4:P$1000000,2,FALSE)","v":60},{"$f":"VLOOKUP(C92,'ورودی نیروها'!M$4:P$1000000,3,FALSE)","v":45},{"$f":"VLOOKUP(C92,'ورودی نیروها'!M$4:P$1000000,4,FALSE)","v":4},105,90,{"$f":"IF(VLOOKUP(C92,'ورودی نیروها'!M$4:Q$1048576,5,FALSE)=0,IF(K92=1,2*L92+2*M92,IF(K92=2,L92+2*M92,IF(K92=3,2*L92+M92,L92+M92))),VLOOKUP(C92,'ورودی نیروها'!M$4:Q$1048576,5,FALSE))","v":195},225709.28571428571,352953.94736842107,263335,285525,1.3333333333333333,20,12.570053699169309,0.41863246886335237,0.38165241513967074,765210.43294114619,296899.67851916282,17550,7.7783853952696971,0.61880287717336735,"-","-","-","-","-"]
[null,{"$f":"'ورودی نیروها'!C86","v":"BASE"},{"$f":"'ورودی نیروها'!D86","v":1},{"$f":"'ورودی نیروها'!E86","v":"ACIS86"},"1 - ACIS86",{"$f":"ABS('ورودی نیروها'!H86)","v":16798.73},{"$f":"ABS('ورودی نیروها'!I86)","v":1873101.2290000001},{"$f":"ABS('ورودی نیروها'!J86)","v":835357.59699999995},{"$f":"VLOOKUP(C93,'ورودی نیروها'!M$4:P$1000000,2,FALSE)","v":60},{"$f":"VLOOKUP(C93,'ورودی نیروها'!M$4:P$1000000,3,FALSE)","v":45},{"$f":"VLOOKUP(C93,'ورودی نیروها'!M$4:P$1000000,4,FALSE)","v":4},105,90,{"$f":"IF(VLOOKUP(C93,'ورودی نیروها'!M$4:Q$1048576,5,FALSE)=0,IF(K93=1,2*L93+2*M93,IF(K93=2,L93+2*M93,IF(K93=3,2*L93+M93,L93+M93))),VLOOKUP(C93,'ورودی نیروها'!M$4:Q$1048576,5,FALSE))","v":195},225709.28571428571,352953.94736842107,263335,285525,1.3333333333333333,20,12.570053699169309,0.41863246886335237,0.38165241513967074,784140.99192724959,318816.24440032174,17550,5.6419988566430863,0.44884445139768475,"-","-","-","-","-"]
[null,{"$f":"'ورودی نیروها'!C87","v":"BASE"},{"$f":"'ورودی نیروها'!D87","v":1},{"$f":"'ورودی نیروها'!E87","v":"ACIS87"},"1 - ACIS87",{"$f":"ABS('ورودی نیروها'!H87)","v":96878.53},{"$f":"ABS('ورودی نیروها'!I87)","v":1790011.3910000001},{"$f":"ABS('ورودی نیروها'!J87)","v":616887.68999999994},{"$f":"VLOOKUP(C94,'ورودی نیروها'!M$4:P$1000000,2,FALSE)","v":60},{"$f":"VLOOKUP(C94,'ورودی نیروها'!M$4:P$1000000,3,FALSE)","v":45},{"$f":"VLOOKUP(C94,'ورودی نیروها'!M$4:P$1000000,4,FALSE)","v":4},105,90,{"$f":"IF(VLOOKUP(C94,'ورودی نیروها'!M$4:Q$1048576,5,FALSE)=0,IF(K94=1,2*L94+2*M94,IF(K94=2,L94+2*M94,IF(K94=3,2*L94+M94,L94+M94))),VLOOKUP(C94,'ورودی نیروها'!M$4:Q$1048576,5,FALSE))","v":195},225709.28571428571,352953.94736842107,263335,285525,1.3333333333333333,20,12.570053699169309,0.41863246886335237,0.38165241513967074,749356.88790785358,235436.6767584325,17550,9.7342109542582076,0.77439692679288175,"-","-","-","-","-"]
[null,{"$f":"'ورودی نیروها'!C88","v":"BASE"},{"$f":"'ورودی نیروها'!D88","v":1},{"$f":"'ورودی نیروها'!E88","v":"ACIS88"},"1 - ACIS88",{"$f":"ABS('ورودی نیروها'!H88)","v":56452.37},{"$f":"ABS('ورودی نیروها'!I88)","v":1835231.388},{"$f":"ABS('ورودی نیروها'!J88)","v":559462.22900000005},{"$f":"VLOOKUP(C95,'ورودی نیروها'!M$4:P$1000000,2,FALSE)","v":60},{"$f":"VLOOKUP(C95,'ورودی نیروها'!M$4:P$1000000,3,FALSE)","v":45},{"$f":"VLOOKUP(C95,'ورودی نیروها'!M$4:P$1000000,4,FALSE)","v":4},105,90,{"$f":"IF(VLOOKUP(C95,'ورودی نیروها'!M$4:Q$1048576,5,FALSE)=0,IF(K95=1,2*L95+2*M95,IF(K95=2,L95+2*M95,IF(K95=3,2*L95+M95,L95+M95))),VLOOKUP(C95,'ورودی نیروها'!M$4:Q$1048576,5,FALSE))","v":195},225709.28571428571,352953.94736842107,263335,285525,1.3333333333333333,20,12.570053699169309,0.41863246886335237,0.38165241513967074,768287.44689395698,213520.11087727355,17550,7.4313705383941695,0.59119640347163127,"-","-","-","-","-"]
[null,{"$f":"'ورودی نیروها'!C89","v":"BASE"},{"$f":"'ورودی نیروها'!D89","v":1},{"$f":"'ورودی نیروها'!E89","v":"ACIS89"},"1 - ACIS89",{"$f":"ABS('ورودی نیروها'!H89)","v":112437.01},{"$f":"ABS('ورودی نیروها'!I89)","v":2543305.5750000002},{"$f":"ABS('ورودی نیروها'!J89)","v":635561.34100000001},{"$f":"VLOOKUP(C96,'ورودی نیروها'!M$4:P$1000000,2,FALSE)","v":60},{"$f":"VLOOKUP(C96,'ورودی نیروها'!M$4:P$1000000,3,FALSE)","v":45},{"$f":"VLOOKUP(C96,'ورودی نیروها'!M$4:P$1000000,4,FALSE)","v":4},105,90,{"$f":"IF(VLOOKUP(C96,'ورودی نیروها'!M$4:Q$1048576,5,FALSE)=0,IF(K96=1,2*L96+2*M96,IF(K96=2,L96+2*M96,IF(K96=3,2*L96+M96,L96+M96))),VLOOKUP(C96,'ورودی نیروها'!M$4:Q$1048576,5,FALSE))","v":195},225709.28571428571,352953.94736842107,263335,285525,1.3333333333333333,20,12.570053699169309,0.41863246886335237,0.38165241513967074,1064710.291936178,242563.52076205786,17550,12.044964108650928,0.95822694134130226,"-","-","-","-","-"]
[null,{"$f":"'ورودی نیروها'!C90","v":"BASE"},{"$f":"'ورودی نیروها'!D90","v":1},{"$f":"'ورودی نیروها'!E90","v":"ACIS90"},"1 - ACIS90",{"$f":"ABS('ورودی نیروها'!H90)","v":72010.850000000006},{"$f":"ABS('ورودی نیروها'!I90)","v":2498085.5780000002},{"$f":"ABS('ورودی نیروها'!J90)","v":692986.80200000003},{"$f":"VLOOKUP(C97,'ورودی نیروها'!M$4:P$1000000,2,FALSE)","v":60},{"$f":"VLOOKUP(C97,'ورودی نیروها'!M$4:P$1000000,3,FALSE)","v":45},{"$f":"VLOOKUP(C97,'ورودی نیروها'!M$4:P$1000000,4,FALSE)","v":4},105,90,{"$f":"IF(VLOOKUP(C97,'ورودی نیروها'!M$4:Q$1048576,5,FALSE)=0,IF(K97=1,2*L97+2*M97,IF(K97=2,L97+2*M97,IF(K97=3,2*L97+M97,L97+M97))),VLOOKUP(C97,'ورودی نیروها'!M$4:Q$1048576,5,FALSE))","v":195},225709.28571428571,352953.94736842107,263335,285525,1.3333333333333333,20,12.570053699169309,0.41863246886335237,0.38165241513967074,1045779.7329500747,264480.08664321684,17550,9.7408347239451665,0.77492387519306216,"-","-","-","-","-"]
[null,{"$f":"'ورودی نیروها'!C91","v":"BASE"},{"$f":"'ورودی نیروها'!D91","v":1},{"$f":"'ورودی نیروها'!E91","v":"ACIS91"},"1 - ACIS91",{"$f":"ABS('ورودی نیروها'!H91)","v":152090.64000000001},{"$f":"ABS('ورودی نیروها'!I91)","v":2581175.4160000002},{"$f":"ABS('ورودی نیروها'!J91)","v":759258.48600000003},{"$f":"VLOOKUP(C98,'ورودی نیروها'!M$4:P$1000000,2,FALSE)","v":60},{"$f":"VLOOKUP(C98,'ورودی نیروها'!M$4:P$1000000,3,FALSE)","v":45},{"$f":"VLOOKUP(C98,'ورودی نیروها'!M$4:P$1000000,4,FALSE)","v":4},105,90,{"$f":"IF(VLOOKUP(C98,'ورودی نیروها'!M$4:Q$1048576,5,FALSE)=0,IF(K98=1,2*L98+2*M98,IF(K98=2,L98+2*M98,IF(K98=3,2*L98+M98,L98+M98))),VLOOKUP(C98,'ورودی نیروها'!M$4:Q$1048576,5,FALSE))","v":195},225709.28571428571,352953.94736842107,263335,285525,1.3333333333333333,20,12.570053699169309,0.41863246886335237,0.38165241513967074,1080563.8369694706,289772.83489718992,17550,14.55394372808269,1.1578266948091467,202787.52000000002,882417.7696816856,"OK","OK",0.12895285187936975]
[null,{"$f":"'ورودی نیروها'!C92","v":"BASE"},{"$f":"'ورودی نیروها'!D92","v":1},{"$f":"'ورودی نیروها'!E92","v":"ACIS92"},"1 - ACIS92",{"$f":"ABS('ورودی نیروها'!H92)","v":111664.49},{"$f":"ABS('ورودی نیروها'!I92)","v":2535955.4190000002},{"$f":"ABS('ورودی نیروها'!J92)","v":701833.02500000002},{"$f":"VLOOKUP(C99,'ورودی نیروها'!M$4:P$1000000,2,FALSE)","v":60},{"$f":"VLOOKUP(C99,'ورودی نیروها'!M$4:P$1000000,3,FALSE)","v":45},{"$f":"VLOOKUP(C99,'ورودی نیروها'!M$4:P$1000000,4,FALSE)","v":4},105,90,{"$f":"IF(VLOOKUP(C99,'ورودی نیروها'!M$4:Q$1048576,5,FALSE)=0,IF(K99=1,2*L99+2*M99,IF(K99=2,L99+2*M99,IF(K99=3,2*L99+M99,L99+M99))),VLOOKUP(C99,'ورودی نیروها'!M$4:Q$1048576,5,FALSE))","v":195},225709.28571428571,352953.94736842107,263335,285525,1.3333333333333333,20,12.570053699169309,0.41863246886335237,0.38165241513967074,1061633.2779833672,267856.26901603094,17550,12.083361035940069,0.9612815764453414,"-","-","-","-","-"]
[null,{"$f":"'ورودی نیروها'!C93","v":"BASE"},{"$f":"'ورودی نیروها'!D93","v":1},{"$f":"'ورودی نیروها'!E93","v":"ACIS93"},"1 - ACIS93",{"$f":"ABS('ورودی نیروها'!H93)","v":61464.72},{"$f":"ABS('ورودی نیروها'!I93)","v":2342676.7489999998},{"$f":"ABS('ورودی نیروها'!J93)","v":456279.34499999997},{"$f":"VLOOKUP(C100,'ورودی نیروها'!M$4:P$1000000,2,FALSE)","v":60},{"$f":"VLOOKUP(C100,'ورودی نیروها'!M$4:P$1000000,3,FALSE)","v":45},{"$f":"VLOOKUP(C100,'ورودی نیروها'!M$4:P$1000000,4,FALSE)","v":4},105,90,{"$f":"IF(VLOOKUP(C100,'ورودی نیروها'!M$4:Q$1048576,5,FALSE)=0,IF(K100=1,2*L100+2*M100,IF(K100=2,L100+2*M100,IF(K100=3,2*L100+M100,L100+M100))),VLOOKUP(C100,'ورودی نیروها'!M$4:Q$1048576,5,FALSE))","v":195},225709.28571428571,352953.94736842107,263335,285525,1.3333333333333333,20,12.570053699169309,0.41863246886335237,0.38165241513967074,980720.551182642,174140.11399759704,17550,8.5086113532527161,0.67689538619990197,"-","-","-","-","-"]
[null,{"$f":"'ورودی نیروها'!C94","v":"BASE"},{"$f":"'ورودی نیروها'!D94","v":1},{"$f":"'ورودی نیروها'!E94","v":"ACIS94"},"1 - ACIS94",{"$f":"ABS('ورودی نیروها'!H94)","v":21038.560000000001},{"$f":"ABS('ورودی نیروها'!I94)","v":2387896.7459999998},{"$f":"ABS('ورودی نیروها'!J94)","v":513704.80599999998},{"$f":"VLOOKUP(C101,'ورودی نیروها'!M$4:P$1000000,2,FALSE)","v":60},{"$f":"VLOOKUP(C101,'ورودی نیروها'!M$4:P$1000000,3,FALSE)","v":45},{"$f":"VLOOKUP(C101,'ورودی نیروها'!M$4:P$1000000,4,FALSE)","v":4},105,90,{"$f":"IF(VLOOKUP(C101,'ورودی نیروها'!M$4:Q$1048576,5,FALSE)=0,IF(K101=1,2*L101+2*M101,IF(K101=2,L101+2*M101,IF(K101=3,2*L101+M101,L101+M101))),VLOOKUP(C101,'ورودی نیروها'!M$4:Q$1048576,5,FALSE))","v":195},225709.28571428571,352953.94736842107,263335,285525,1.3333333333333333,20,12.570053699169309,0.41863246886335237,0.38165241513967074,999651.11016874539,196056.67987875603,17550,6.3722248146261053,0.50693696042421943,"-","-","-","-","-"]
[null,{"$f":"'ورودی نیروها'!C95","v":"BASE"},{"$f":"'ورودی نیروها'!D95","v":1},{"$f":"'ورودی نیروها'!E95","v":"ACIS95"},"1 - ACIS95",{"$f":"ABS('ورودی نیروها'!H95)","v":101118.36},{"$f":"ABS('ورودی نیروها'!I95)","v":2304806.9079999998},{"$f":"ABS('ورودی نیروها'!J95)","v":938540.48199999996},{"$f":"VLOOKUP(C102,'ورودی نیروها'!M$4:P$1000000,2,FALSE)","v":60},{"$f":"VLOOKUP(C102,'ورودی نیروها'!M$4:P$1000000,3,FALSE)","v":45},{"$f":"VLOOKUP(C102,'ورودی نیروها'!M$4:P$1000000,4,FALSE)","v":4},105,90,{"$f":"IF(VLOOKUP(C102,'ورودی نیروها'!M$4:Q$1048576,5,FALSE)=0,IF(K102=1,2*L102+2*M102,IF(K102=2,L102+2*M102,IF(K102=3,2*L102+M102,L102+M102))),VLOOKUP(C102,'ورودی نیروها'!M$4:Q$1048576,5,FALSE))","v":195},225709.28571428571,352953.94736842107,263335,285525,1.3333333333333333,20,12.570053699169309,0.41863246886335237,0.38165241513967074,964867.00614934938,358196.24166165065,17550,11.396782135720004,0.90666137221618703,"-","-","-","-","-"]
[null,{"$f":"'ورودی نیروها'!C96","v":"BASE"},{"$f":"'ورودی نیروها'!D96","v":1},{"$f":"'ورودی نیروها'!E96","v":"ACIS96"},"1 - ACIS96",{"$f":"ABS('ورودی نیروها'!H96)","v":60692.2},{"$f":"ABS('ورودی نیروها'!I96)","v":2350026.9049999998},{"$f":"ABS('ورودی نیروها'!J96)","v":881115.02099999995},{"$f":"VLOOKUP(C103,'ورودی نیروها'!M$4:P$1000000,2,FALSE)","v":60},{"$f":"VLOOKUP(C103,'ورودی نیروها'!M$4:P$1000000,3,FALSE)","v":45},{"$f":"VLOOKUP(C103,'ورودی نیروها'!M$4:P$1000000,4,FALSE)","v":4},105,90,{"$f":"IF(VLOOKUP(C103,'ورودی نیروها'!M$4:Q$1048576,5,FALSE)=0,IF(K103=1,2*L103+2*M103,IF(K103=2,L103+2*M103,IF(K103=3,2*L103+M103,L103+M103))),VLOOKUP(C103,'ورودی نیروها'!M$4:Q$1048576,5,FALSE))","v":195},225709.28571428571,352953.94736842107,263335,285525,1.3333333333333333,20,12.570053699169309,0.41863246886335237,0.38165241513967074,983797.56513545278,336279.67578049167,17550,9.093941719855966,0.72346084889493656,"-","-","-","-","-"]
[null,{"$f":"'ورودی نیروها'!C97","v":"BASE"},{"$f":"'ورودی نیروها'!D97","v":2},{"$f":"'ورودی نیروها'!E97","v":"ACIB01"},"2 - ACIB01",{"$f":"ABS('ورودی نیروها'!H97)","v":216010.37},{"$f":"ABS('ورودی نیروها'!I97)","v":385255.272},{"$f":"ABS('ورودی نیروها'!J97)","v":106267.976},{"$f":"VLOOKUP(C104,'ورودی نیروها'!M$4:P$1000000,2,FALSE)","v":60},{"$f":"VLOOKUP(C104,'ورودی نیروها'!M$4:P$1000000,3,FALSE)","v":45},{"$f":"VLOOKUP(C104,'ورودی نیروها'!M$4:P$1000000,4,FALSE)","v":2},150,90,{"$f":"IF(VLOOKUP(C104,'ورودی نیروها'!M$4:Q$1048576,5,FALSE)=0,IF(K104=1,2*L104+2*M104,IF(K104=2,L104+2*M104,IF(K104=3,2*L104+M104,L104+M104))),VLOOKUP(C104,'ورودی نیروها'!M$4:Q$1048576,5,FALSE))","v":330},1498500,561937.5,1552500,1674000,1.3333333333333333,30,12.570053699169309,0.46255715389207153,0.34054242658316669,178202.58213823588,36188.754415121715,29700,7.6135081298974052,0.60568620565245024,"-","-","-","-","-"]
[null,{"$f":"'ورودی نیروها'!C98","v":"BASE"},{"$f":"'ورودی نیروها'!D98","v":2},{"$f":"'ورودی نیروها'!E98","v":"ACIB02"},"2 - ACIB02",{"$f":"ABS('ورودی نیروها'!H98)","v":239089.38},{"$f":"ABS('ورودی نیروها'!I98)","v":499539.91399999999},{"$f":"ABS('ورودی نیروها'!J98)","v":66697.421000000002},{"$f":"VLOOKUP(C105,'ورودی نیروها'!M$4:P$1000000,2,FALSE)","v":60},{"$f":"VLOOKUP(C105,'ورودی نیروها'!M$4:P$1000000,3,FALSE)","v":45},{"$f":"VLOOKUP(C105,'ورودی نیروها'!M$4:P$1000000,4,FALSE)","v":2},150,90,{"$f":"IF(VLOOKUP(C105,'ورودی نیروها'!M$4:Q$1048576,5,FALSE)=0,IF(K105=1,2*L105+2*M105,IF(K105=2,L105+2*M105,IF(K105=3,2*L105+M105,L105+M105))),VLOOKUP(C105,'ورودی نیروها'!M$4:Q$1048576,5,FALSE))","v":330},1498500,561937.5,1552500,1674000,1.3333333333333333,30,12.570053699169309,0.46255715389207153,0.34054242658316669,231065.76087533016,22713.301594179062,29700,8.475972390360992,0.67429882108786265,"-","-","-","-","-"]
[null,{"$f":"'ورودی نیروها'!C99","v":"BASE"},{"$f":"'ورودی نیروها'!D99","v":2},{"$f":"'ورودی نیروها'!E99","v":"ACIS01"},"2 - ACIS01",{"$f":"ABS('ورودی نیروها'!H99)","v":291994.18},{"$f":"ABS('ورودی نیروها'!I99)","v":775226.86800000002},{"$f":"ABS('ورودی نیروها'!J99)","v":3890324.57},{"$f":"VLOOKUP(C106,'ورودی نیروها'!M$4:P$1000000,2,FALSE)","v":60},{"$f":"VLOOKUP(C106,'ورودی نیروها'!M$4:P$1000000,3,FALSE)","v":45},{"$f":"VLOOKUP(C106,'ورودی نیروها'!M$4:P$1000000,4,FALSE)","v":2},150,90,{"$f":"IF(VLOOKUP(C106,'ورودی نیروها'!M$4:Q$1048576,5,FALSE)=0,IF(K106=1,2*L106+2*M106,IF(K106=2,L106+2*M106,IF(K106=3,2*L106+M106,L106+M106))),VLOOKUP(C106,'ورودی نیروها'!M$4:Q$1048576,5,FALSE))","v":330},1498500,561937.5,1552500,1674000,1.3333333333333333,30,12.570053699169309,0.46255715389207153,0.34054242658316669,358586.73368274461,1324820.5692639144,29700,11.322926106709801,0.90078581823863457,"-","-","-","-","-"]
[null,{"$f":"'ورودی نیروها'!C100","v":"BASE"},{"$f":"'ورودی نیروها'!D100","v":2},{"$f":"'ورودی نیروها'!E100","v":"ACIS02"},"2 - ACIS02",{"$f":"ABS('ورودی نیروها'!H100)","v":227207.05},{"$f":"ABS('ورودی نیروها'!I100)","v":659609.72699999996},{"$f":"ABS('ورودی نیروها'!J100)","v":3922428.84},{"$f":"VLOOKUP(C107,'ورودی نیروها'!M$4:P$1000000,2,FALSE)","v":60},{"$f":"VLOOKUP(C107,'ورودی نیروها'!M$4:P$1000000,3,FALSE)","v":45},{"$f":"VLOOKUP(C107,'ورودی نیروها'!M$4:P$1000000,4,FALSE)","v":2},150,90,{"$f":"IF(VLOOKUP(C107,'ورودی نیروها'!M$4:Q$1048576,5,FALSE)=0,IF(K107=1,2*L107+2*M107,IF(K107=2,L107+2*M107,IF(K107=3,2*L107+M107,L107+M107))),VLOOKUP(C107,'ورودی نیروها'!M$4:Q$1048576,5,FALSE))","v":330},1498500,561937.5,1552500,1674000,1.3333333333333333,30,12.570053699169309,0.46255715389207153,0.34054242658316669,305107.19800064625,1335753.4352733956,29700,9.0534134619332516,0.72023665758337574,"-","-","-","-","-"]
[null,{"$f":"'ورودی نیروها'!C101","v":"BASE"},{"$f":"'ورودی نیروها'!D101","v":2},{"$f":"'ورودی نیروها'!E101","v":"ACIS03"},"2 - ACIS03",{"$f":"ABS('ورودی نیروها'!H101)","v":284095.34999999998},{"$f":"ABS('ورودی نیروها'!I101)","v":21951.151999999998},{"$f":"ABS('ورودی نیروها'!J101)","v":4010461.01},{"$f":"VLOOKUP(C108,'ورودی نیروها'!M$4:P$1000000,2,FALSE)","v":60},{"$f":"VLOOKUP(C108,'ورودی نیروها'!M$4:P$1000000,3,FALSE)","v":45},{"$f":"VLOOKUP(C108,'ورودی نیروها'!M$4:P$1000000,4,FALSE)","v":2},150,90,{"$f":"IF(VLOOKUP(C108,'ورودی نیروها'!M$4:Q$1048576,5,FALSE)=0,IF(K108=1,2*L108+2*M108,IF(K108=2,L108+2*M108,IF(K108=3,2*L108+M108,L108+M108))),VLOOKUP(C108,'ورودی نیروها'!M$4:Q$1048576,5,FALSE))","v":330},1498500,561937.5,1552500,1674000,1.3333333333333333,30,12.570053699169309,0.46255715389207153,0.34054242658316669,10153.662393772252,1365732.1240625775,29700,10.463267655027217,0.83239641654981,"-","-","-","-","-"]
[null,{"$f":"'ورودی نیروها'!C102","v":"BASE"},{"$f":"'ورودی نیروها'!D102","v":2},{"$f":"'ورودی نیروها'!E102","v":"ACIS04"},"2 - ACIS04",{"$f":"ABS('ورودی نیروها'!H102)","v":219308.21},{"$f":"ABS('ورودی نیروها'!I102)","v":137568.29300000001},{"$f":"ABS('ورودی نیروها'!J102)","v":4042565.28},{"$f":"VLOOKUP(C109,'ورودی نیروها'!M$4:P$1000000,2,FALSE)","v":60},{"$f":"VLOOKUP(C109,'ورودی نیروها'!M$4:P$1000000,3,FALSE)","v":45},{"$f":"VLOOKUP(C109,'ورودی نیروها'!M$4:P$1000000,4,FALSE)","v":2},150,90,{"$f":"IF(VLOOKUP(C109,'ورودی نیروها'!M$4:Q$1048576,5,FALSE)=0,IF(K109=1,2*L109+2*M109,IF(K109=2,L109+2*M109,IF(K109=3,2*L109+M109,L109+M109))),VLOOKUP(C109,'ورودی نیروها'!M$4:Q$1048576,5,FALSE))","v":330},1498500,561937.5,1552500,1674000,1.3333333333333333,30,12.570053699169309,0.46255715389207153,0.34054242658316669,63633.19807587059,1376664.9900720585,29700,8.3840944735533522,0.66698955105557067,"-","-","-","-","-"]
[null,{"$f":"'ورودی نیروها'!C103","v":"BASE"},{"$f":"'ورودی نیروها'!D103","v":2},{"$f":"'ورودی نیروها'!E103","v":"ACIS05"},"2 - ACIS05",{"$f":"ABS('ورودی نیروها'!H103)","v":218417.32},{"$f":"ABS('ورودی نیروها'!I103)","v":1009657.29},{"$f":"ABS('ورودی نیروها'!J103)","v":4194252.1809999999},{"$f":"VLOOKUP(C110,'ورودی نیروها'!M$4:P$1000000,2,FALSE)","v":60},{"$f":"VLOOKUP(C110,'ورودی نیروها'!M$4:P$1000000,3,FALSE)","v":45},{"$f":"VLOOKUP(C110,'ورودی نیروها'!M$4:P$1000000,4,FALSE)","v":2},150,90,{"$f":"IF(VLOOKUP(C110,'ورودی نیروها'!M$4:Q$1048576,5,FALSE)=0,IF(K110=1,2*L110+2*M110,IF(K110=2,L110+2*M110,IF(K110=3,2*L110+M110,L110+M110))),VLOOKUP(C110,'ورودی نیروها'!M$4:Q$1048576,5,FALSE))","v":330},1498500,561937.5,1552500,1674000,1.3333333333333333,30,12.570053699169309,0.46255715389207153,0.34054242658316669,467024.20246878191,1428320.8154194793,29700,9.1052282713746902,0.72435874096356556,"-","-","-","-","-"]
[null,{"$f":"'ورودی نیروها'!C104","v":"BASE"},{"$f":"'ورودی نیروها'!D104","v":2},{"$f":"'ورودی نیروها'!E104","v":"ACIS06"},"2 - ACIS06",{"$f":"ABS('ورودی نیروها'!H104)","v":153630.18},{"$f":"ABS('ورودی نیروها'!I104)","v":894040.14899999998},{"$f":"ABS('ورودی نیروها'!J104)","v":4162147.9160000002},{"$f":"VLOOKUP(C111,'ورودی نیروها'!M$4:P$1000000,2,FALSE)","v":60},{"$f":"VLOOKUP(C111,'ورودی نیروها'!M$4:P$1000000,3,FALSE)","v":45},{"$f":"VLOOKUP(C111,'ورودی نیروها'!M$4:P$1000000,4,FALSE)","v":2},150,90,{"$f":"IF(VLOOKUP(C111,'ورودی نیروها'!M$4:Q$1048576,5,FALSE)=0,IF(K111=1,2*L111+2*M111,IF(K111=2,L111+2*M111,IF(K111=3,2*L111+M111,L111+M111))),VLOOKUP(C111,'ورودی نیروها'!M$4:Q$1048576,5,FALSE))","v":330},1498500,561937.5,1552500,1674000,1.3333333333333333,30,12.570053699169309,0.46255715389207153,0.34054242658316669,413544.66678668355,1417387.9511127104,29700,6.8216310835749399,0.54268909638991814,"-","-","-","-","-"]
[null,{"$f":"'ورودی نیروها'!C105","v":"BASE"},{"$f":"'ورودی نیروها'!D105","v":2},{"$f":"'ورودی نیروها'!E105","v":"ACIS07"},"2 - ACIS07",{"$f":"ABS('ورودی نیروها'!H105)","v":210518.48},{"$f":"ABS('ورودی نیروها'!I105)","v":212479.27},{"$f":"ABS('ورودی نیروها'!J105)","v":4074115.7420000001},{"$f":"VLOOKUP(C112,'ورودی نیروها'!M$4:P$1000000,2,FALSE)","v":60},{"$f":"VLOOKUP(C112,'ورودی نیروها'!M$4:P$1000000,3,FALSE)","v":45},{"$f":"VLOOKUP(C112,'ورودی نیروها'!M$4:P$1000000,4,FALSE)","v":2},150,90,{"$f":"IF(VLOOKUP(C112,'ورودی نیروها'!M$4:Q$1048576,5,FALSE)=0,IF(K112=1,2*L112+2*M112,IF(K112=2,L112+2*M112,IF(K112=3,2*L112+M112,L112+M112))),VLOOKUP(C112,'ورودی نیروها'!M$4:Q$1048576,5,FALSE))","v":330},1498500,561937.5,1552500,1674000,1.3333333333333333,30,12.570053699169309,0.46255715389207153,0.34054242658316669,98283.806392265018,1387409.2609613587,29700,8.1567273380699419,0.64890155072360423,"-","-","-","-","-"]
[null,{"$f":"'ورودی نیروها'!C106","v":"BASE"},{"$f":"'ورودی نیروها'!D106","v":2},{"$f":"'ورودی نیروها'!E106","v":"ACIS08"},"2 - ACIS08",{"$f":"ABS('ورودی نیروها'!H106)","v":145731.35},{"$f":"ABS('ورودی نیروها'!I106)","v":96862.129000000001},{"$f":"ABS('ورودی نیروها'!J106)","v":4042011.4759999998},{"$f":"VLOOKUP(C113,'ورودی نیروها'!M$4:P$1000000,2,FALSE)","v":60},{"$f":"VLOOKUP(C113,'ورودی نیروها'!M$4:P$1000000,3,FALSE)","v":45},{"$f":"VLOOKUP(C113,'ورودی نیروها'!M$4:P$1000000,4,FALSE)","v":2},150,90,{"$f":"IF(VLOOKUP(C113,'ورودی نیروها'!M$4:Q$1048576,5,FALSE)=0,IF(K113=1,2*L113+2*M113,IF(K113=2,L113+2*M113,IF(K113=3,2*L113+M113,L113+M113))),VLOOKUP(C113,'ورودی نیروها'!M$4:Q$1048576,5,FALSE))","v":330},1498500,561937.5,1552500,1674000,1.3333333333333333,30,12.570053699169309,0.46255715389207153,0.34054242658316669,44804.270710166682,1376476.3963140473,29700,5.873130486751176,0.46723193291841714,"-","-","-","-","-"]
[null,{"$f":"'ورودی نیروها'!C107","v":"BASE"},{"$f":"'ورودی نیروها'!D107","v":2},{"$f":"'ورودی نیروها'!E107","v":"ACIS09"},"2 - ACIS09",{"$f":"ABS('ورودی نیروها'!H107)","v":294901.55},{"$f":"ABS('ورودی نیروها'!I107)","v":829350.98899999994},{"$f":"ABS('ورودی نیروها'!J107)","v":4126831.64},{"$f":"VLOOKUP(C114,'ورودی نیروها'!M$4:P$1000000,2,FALSE)","v":60},{"$f":"VLOOKUP(C114,'ورودی نیروها'!M$4:P$1000000,3,FALSE)","v":45},{"$f":"VLOOKUP(C114,'ورودی نیروها'!M$4:P$1000000,4,FALSE)","v":2},150,90,{"$f":"IF(VLOOKUP(C114,'ورودی نیروها'!M$4:Q$1048576,5,FALSE)=0,IF(K114=1,2*L114+2*M114,IF(K114=2,L114+2*M114,IF(K114=3,2*L114+M114,L114+M114))),VLOOKUP(C114,'ورودی نیروها'!M$4:Q$1048576,5,FALSE))","v":330},1498500,561937.5,1552500,1674000,1.3333333333333333,30,12.570053699169309,0.46255715389207153,0.34054242658316669,383622.2330494147,1405361.2607857895,29700,11.517247521209118,0.91624489416224486,"-","-","-","-","-"]
[null,{"$f":"'ورودی نیروها'!C108","v":"BASE"},{"$f":"'ورودی نیروها'!D108","v":2},{"$f":"'ورودی نیروها'!E108","v":"ACIS10"},"2 - ACIS10",{"$f":"ABS('ورودی نیروها'!H108)","v":230114.41},{"$f":"ABS('ورودی نیروها'!I108)","v":713733.848},{"$f":"ABS('ورودی نیروها'!J108)","v":4158935.91},{"$f":"VLOOKUP(C115,'ورودی نیروها'!M$4:P$1000000,2,FALSE)","v":60},{"$f":"VLOOKUP(C115,'ورودی نیروها'!M$4:P$1000000,3,FALSE)","v":45},{"$f":"VLOOKUP(C115,'ورودی نیروها'!M$4:P$1000000,4,FALSE)","v":2},150,90,{"$f":"IF(VLOOKUP(C115,'ورودی نیروها'!M$4:Q$1048576,5,FALSE)=0,IF(K115=1,2*L115+2*M115,IF(K115=2,L115+2*M115,IF(K115=3,2*L115+M115,L115+M115))),VLOOKUP(C115,'ورودی نیروها'!M$4:Q$1048576,5,FALSE))","v":330},1498500,561937.5,1552500,1674000,1.3333333333333333,30,12.570053699169309,0.46255715389207153,0.34054242658316669,330142.6973673164,1416294.1267952707,29700,9.2477345397322352,0.73569570672107565,"-","-","-","-","-"]
[null,{"$f":"'ورودی نیروها'!C109","v":"BASE"},{"$f":"'ورودی نیروها'!D109","v":2},{"$f":"'ورودی نیروها'!E109","v":"ACIS11"},"2 - ACIS11",{"$f":"ABS('ورودی نیروها'!H109)","v":287002.71999999997},{"$f":"ABS('ورودی نیروها'!I109)","v":32172.97},{"$f":"ABS('ورودی نیروها'!J109)","v":4246968.08},{"$f":"VLOOKUP(C116,'ورودی نیروها'!M$4:P$1000000,2,FALSE)","v":60},{"$f":"VLOOKUP(C116,'ورودی نیروها'!M$4:P$1000000,3,FALSE)","v":45},{"$f":"VLOOKUP(C116,'ورودی نیروها'!M$4:P$1000000,4,FALSE)","v":2},150,90,{"$f":"IF(VLOOKUP(C116,'ورودی نیروها'!M$4:Q$1048576,5,FALSE)=0,IF(K116=1,2*L116+2*M116,IF(K116=2,L116+2*M116,IF(K116=3,2*L116+M116,L116+M116))),VLOOKUP(C116,'ورودی نیروها'!M$4:Q$1048576,5,FALSE))","v":330},1498500,561937.5,1552500,1674000,1.3333333333333333,30,12.570053699169309,0.46255715389207153,0.34054242658316669,14881.837435455001,1446272.8155844524,29700,10.621451021567486,0.84498056060567217,"-","-","-","-","-"]
[null,{"$f":"'ورودی نیروها'!C110","v":"BASE"},{"$f":"'ورودی نیروها'!D110","v":2},{"$f":"'ورودی نیروها'!E110","v":"ACIS12"},"2 - ACIS12",{"$f":"ABS('ورودی نیروها'!H110)","v":224160.04},{"$f":"ABS('ورودی نیروها'!I110)","v":723197.51199999999},{"$f":"ABS('ورودی نیروها'!J110)","v":3517116.59},{"$f":"VLOOKUP(C117,'ورودی نیروها'!M$4:P$1000000,2,FALSE)","v":60},{"$f":"VLOOKUP(C117,'ورودی نیروها'!M$4:P$1000000,3,FALSE)","v":45},{"$f":"VLOOKUP(C117,'ورودی نیروها'!M$4:P$1000000,4,FALSE)","v":2},150,90,{"$f":"IF(VLOOKUP(C117,'ورودی نیروها'!M$4:Q$1048576,5,FALSE)=0,IF(K117=1,2*L117+2*M117,IF(K117=2,L117+2*M117,IF(K117=3,2*L117+M117,L117+M117))),VLOOKUP(C117,'ورودی نیروها'!M$4:Q$1048576,5,FALSE))","v":330},1498500,561937.5,1552500,1674000,1.3333333333333333,30,12.570053699169309,0.46255715389207153,0.34054242658316669,334520.18285254727,1197727.4181345126,29700,8.9142569784706964,0.70916618113252727,"-","-","-","-","-"]
[null,{"$f":"'ورودی نیروها'!C111","v":"BASE"},{"$f":"'ورودی نیروها'!D111","v":2},{"$f":"'ورودی نیروها'!E111","v":"ACIS13"},"2 - ACIS13",{"$f":"ABS('ورودی نیروها'!H111)","v":215509.95},{"$f":"ABS('ورودی نیروها'!I111)","v":955533.16799999995},{"$f":"ABS('ورودی نیروها'!J111)","v":4430759.2539999997},{"$f":"VLOOKUP(C118,'ورودی نیروها'!M$4:P$1000000,2,FALSE)","v":60},{"$f":"VLOOKUP(C118,'ورودی نیروها'!M$4:P$1000000,3,FALSE)","v":45},{"$f":"VLOOKUP(C118,'ورودی نیروها'!M$4:P$1000000,4,FALSE)","v":2},150,90,{"$f":"IF(VLOOKUP(C118,'ورودی نیروها'!M$4:Q$1048576,5,FALSE)=0,IF(K118=1,2*L118+2*M118,IF(K118=2,L118+2*M118,IF(K118=3,2*L118+M118,L118+M118))),VLOOKUP(C118,'ورودی نیروها'!M$4:Q$1048576,5,FALSE))","v":330},1498500,561937.5,1552500,1674000,1.3333333333333333,30,12.570053699169309,0.46255715389207153,0.34054242658316669,441988.70263955463,1508861.5079629812,29700,9.0146629810540784,0.71715389582224387,"-","-","-","-","-"]
[null,{"$f":"'ورودی نیروها'!C112","v":"BASE"},{"$f":"'ورودی نیروها'!D112","v":2},{"$f":"'ورودی نیروها'!E112","v":"ACIS14"},"2 - ACIS14",{"$f":"ABS('ورودی نیروها'!H112)","v":150722.81},{"$f":"ABS('ورودی نیروها'!I112)","v":839916.027},{"$f":"ABS('ورودی نیروها'!J112)","v":4398654.9879999999},{"$f":"VLOOKUP(C119,'ورودی نیروها'!M$4:P$1000000,2,FALSE)","v":60},{"$f":"VLOOKUP(C119,'ورودی نیروها'!M$4:P$1000000,3,FALSE)","v":45},{"$f":"VLOOKUP(C119,'ورودی نیروها'!M$4:P$1000000,4,FALSE)","v":2},150,90,{"$f":"IF(VLOOKUP(C119,'ورودی نیروها'!M$4:Q$1048576,5,FALSE)=0,IF(K119=1,2*L119+2*M119,IF(K119=2,L119+2*M119,IF(K119=3,2*L119+M119,L119+M119))),VLOOKUP(C119,'ورودی نیروها'!M$4:Q$1048576,5,FALSE))","v":330},1498500,561937.5,1552500,1674000,1.3333333333333333,30,12.570053699169309,0.46255715389207153,0.34054242658316669,388509.16695745633,1497928.6433156698,29700,6.7310657930349773,0.53548425123114629,"-","-","-","-","-"]
[null,{"$f":"'ورودی نیروها'!C113","v":"BASE"},{"$f":"'ورودی نیروها'!D113","v":2},{"$f":"'ورودی نیروها'!E113","v":"ACIS15"},"2 - ACIS15",{"$f":"ABS('ورودی نیروها'!H113)","v":207611.12},{"$f":"ABS('ورودی نیروها'!I113)","v":158355.14799999999},{"$f":"ABS('ورودی نیروها'!J113)","v":4310622.8140000002},{"$f":"VLOOKUP(C120,'ورودی نیروها'!M$4:P$1000000,2,FALSE)","v":60},{"$f":"VLOOKUP(C120,'ورودی نیروها'!M$4:P$1000000,3,FALSE)","v":45},{"$f":"VLOOKUP(C120,'ورودی نیروها'!M$4:P$1000000,4,FALSE)","v":2},150,90,{"$f":"IF(VLOOKUP(C120,'ورودی نیروها'!M$4:Q$1048576,5,FALSE)=0,IF(K120=1,2*L120+2*M120,IF(K120=2,L120+2*M120,IF(K120=3,2*L120+M120,L120+M120))),VLOOKUP(C120,'ورودی نیروها'!M$4:Q$1048576,5,FALSE))","v":330},1498500,561937.5,1552500,1674000,1.3333333333333333,30,12.570053699169309,0.46255715389207153,0.34054242658316669,73248.306563037753,1467949.9531643186,29700,8.0661623842303154,0.64169673235074298,"-","-","-","-","-"]
[null,{"$f":"'ورودی نیروها'!C114","v":"BASE"},{"$f":"'ورودی نیروها'!D114","v":2},{"$f":"'ورودی نیروها'!E114","v":"ACIS16"},"2 - ACIS16",{"$f":"ABS('ورودی نیروها'!H114)","v":142823.98000000001},{"$f":"ABS('ورودی نیروها'!I114)","v":42738.006999999998},{"$f":"ABS('ورودی نیروها'!J114)","v":4278518.5489999996},{"$f":"VLOOKUP(C121,'ورودی نیروها'!M$4:P$1000000,2,FALSE)","v":60},{"$f":"VLOOKUP(C121,'ورودی نیروها'!M$4:P$1000000,3,FALSE)","v":45},{"$f":"VLOOKUP(C121,'ورودی نیروها'!M$4:P$1000000,4,FALSE)","v":2},150,90,{"$f":"IF(VLOOKUP(C121,'ورودی نیروها'!M$4:Q$1048576,5,FALSE)=0,IF(K121=1,2*L121+2*M121,IF(K121=2,L121+2*M121,IF(K121=3,2*L121+M121,L121+M121))),VLOOKUP(C121,'ورودی نیروها'!M$4:Q$1048576,5,FALSE))","v":330},1498500,561937.5,1552500,1674000,1.3333333333333333,30,12.570053699169309,0.46255715389207153,0.34054242658316669,19768.770880939428,1457017.0888575492,29700,5.7825651964305651,0.46002708777709561,"-","-","-","-","-"]
[null,{"$f":"'ورودی نیروها'!C115","v":"BASE"},{"$f":"'ورودی نیروها'!D115","v":2},{"$f":"'ورودی نیروها'!E115","v":"ACIS17"},"2 - ACIS17",{"$f":"ABS('ورودی نیروها'!H115)","v":289086.82},{"$f":"ABS('ورودی نیروها'!I115)","v":721102.74600000004},{"$f":"ABS('ورودی نیروها'!J115)","v":3653817.5},{"$f":"VLOOKUP(C122,'ورودی نیروها'!M$4:P$1000000,2,FALSE)","v":60},{"$f":"VLOOKUP(C122,'ورودی نیروها'!M$4:P$1000000,3,FALSE)","v":45},{"$f":"VLOOKUP(C122,'ورودی نیروها'!M$4:P$1000000,4,FALSE)","v":2},150,90,{"$f":"IF(VLOOKUP(C122,'ورودی نیروها'!M$4:Q$1048576,5,FALSE)=0,IF(K122=1,2*L122+2*M122,IF(K122=2,L122+2*M122,IF(K122=3,2*L122+M122,L122+M122))),VLOOKUP(C122,'ورودی نیروها'!M$4:Q$1048576,5,FALSE))","v":330},1498500,561937.5,1552500,1674000,1.3333333333333333,30,12.570053699169309,0.46255715389207153,0.34054242658316669,333551.23385351739,1244279.8777420397,29700,11.128605028087673,0.88532676903545016,"-","-","-","-","-"]
[null,{"$f":"'ورودی نیروها'!C116","v":"BASE"},{"$f":"'ورودی نیروها'!D116","v":2},{"$f":"'ورودی نیروها'!E116","v":"ACIS18"},"2 - ACIS18",{"$f":"ABS('ورودی نیروها'!H116)","v":224299.68},{"$f":"ABS('ورودی نیروها'!I116)","v":605485.60499999998},{"$f":"ABS('ورودی نیروها'!J116)","v":3685921.77},{"$f":"VLOOKUP(C123,'ورودی نیروها'!M$4:P$1000000,2,FALSE)","v":60},{"$f":"VLOOKUP(C123,'ورودی نیروها'!M$4:P$1000000,3,FALSE)","v":45},{"$f":"VLOOKUP(C123,'ورودی نیروها'!M$4:P$1000000,4,FALSE)","v":2},150,90,{"$f":"IF(VLOOKUP(C123,'ورودی نیروها'!M$4:Q$1048576,5,FALSE)=0,IF(K123=1,2*L123+2*M123,IF(K123=2,L123+2*M123,IF(K123=3,2*L123+M123,L123+M123))),VLOOKUP(C123,'ورودی نیروها'!M$4:Q$1048576,5,FALSE))","v":330},1498500,561937.5,1552500,1674000,1.3333333333333333,30,12.570053699169309,0.46255715389207153,0.34054242658316669,280071.69817141903,1255212.7437515208,29700,8.8590920466107885,0.70477758159428083,"-","-","-","-","-"]
[null,{"$f":"'ورودی نیروها'!C117","v":"BASE"},{"$f":"'ورودی نیروها'!D117","v":2},{"$f":"'ورودی نیروها'!E117","v":"ACIS19"},"2 - ACIS19",{"$f":"ABS('ورودی نیروها'!H117)","v":281187.98},{"$f":"ABS('ورودی نیروها'!I117)","v":76075.274000000005},{"$f":"ABS('ورودی نیروها'!J117)","v":3773953.94},{"$f":"VLOOKUP(C124,'ورودی نیروها'!M$4:P$1000000,2,FALSE)","v":60},{"$f":"VLOOKUP(C124,'ورودی نیروها'!M$4:P$1000000,3,FALSE)","v":45},{"$f":"VLOOKUP(C124,'ورودی نیروها'!M$4:P$1000000,4,FALSE)","v":2},150,90,{"$f":"IF(VLOOKUP(C124,'ورودی نیروها'!M$4:Q$1048576,5,FALSE)=0,IF(K124=1,2*L124+2*M124,IF(K124=2,L124+2*M124,IF(K124=3,2*L124+M124,L124+M124))),VLOOKUP(C124,'ورودی نیروها'!M$4:Q$1048576,5,FALSE))","v":330},1498500,561937.5,1552500,1674000,1.3333333333333333,30,12.570053699169309,0.46255715389207153,0.34054242658316669,35189.162222999512,1285191.4325407026,29700,10.358050454423392,0.82402595106717025,"-","-","-","-","-"]
[null,{"$f":"'ورودی نیروها'!C118","v":"BASE"},{"$f":"'ورودی نیروها'!D118","v":2},{"$f":"'ورودی نیروها'!E118","v":"ACIS20"},"2 - ACIS20",{"$f":"ABS('ورودی نیروها'!H118)","v":224299.68},{"$f":"ABS('ورودی نیروها'!I118)","v":605485.60499999998},{"$f":"ABS('ورودی نیروها'!J118)","v":3685921.77},{"$f":"VLOOKUP(C125,'ورودی نیروها'!M$4:P$1000000,2,FALSE)","v":60},{"$f":"VLOOKUP(C125,'ورودی نیروها'!M$4:P$1000000,3,FALSE)","v":45},{"$f":"VLOOKUP(C125,'ورودی نیروها'!M$4:P$1000000,4,FALSE)","v":2},150,90,{"$f":"IF(VLOOKUP(C125,'ورودی نیروها'!M$4:Q$1048576,5,FALSE)=0,IF(K125=1,2*L125+2*M125,IF(K125=2,L125+2*M125,IF(K125=3,2*L125+M125,L125+M125))),VLOOKUP(C125,'ورودی نیروها'!M$4:Q$1048576,5,FALSE))","v":330},1498500,561937.5,1552500,1674000,1.3333333333333333,30,12.570053699169309,0.46255715389207153,0.34054242658316669,280071.69817141903,1255212.7437515208,29700,8.8590920466107885,0.70477758159428083,"-","-","-","-","-"]
[null,{"$f":"'ورودی نیروها'!C119","v":"BASE"},{"$f":"'ورودی نیروها'!D119","v":2},{"$f":"'ورودی نیروها'!E119","v":"ACIS21"},"2 - ACIS21",{"$f":"ABS('ورودی نیروها'!H119)","v":221324.69},{"$f":"ABS('ورودی نیروها'!I119)","v":1063781.412},{"$f":"ABS('ورودی نیروها'!J119)","v":3957745.1090000002},{"$f":"VLOOKUP(C126,'ورودی نیروها'!M$4:P$1000000,2,FALSE)","v":60},{"$f":"VLOOKUP(C126,'ورودی نیروها'!M$4:P$1000000,3,FALSE)","v":45},{"$f":"VLOOKUP(C126,'ورودی نیروها'!M$4:P$1000000,4,FALSE)","v":2},150,90,{"$f":"IF(VLOOKUP(C126,'ورودی نیروها'!M$4:Q$1048576,5,FALSE)=0,IF(K126=1,2*L126+2*M126,IF(K126=2,L126+2*M126,IF(K126=3,2*L126+M126,L126+M126))),VLOOKUP(C126,'ورودی نیروها'!M$4:Q$1048576,5,FALSE))","v":330},1498500,561937.5,1552500,1674000,1.3333333333333333,30,12.570053699169309,0.46255715389207153,0.34054242658316669,492059.70229800913,1347780.1232165196,29700,9.1957935619146536,0.73156358612233752,"-","-","-","-","-"]
[null,{"$f":"'ورودی نیروها'!C120","v":"BASE"},{"$f":"'ورودی نیروها'!D120","v":2},{"$f":"'ورودی نیروها'!E120","v":"ACIS22"},"2 - ACIS22",{"$f":"ABS('ورودی نیروها'!H120)","v":156537.54999999999},{"$f":"ABS('ورودی نیروها'!I120)","v":948164.27099999995},{"$f":"ABS('ورودی نیروها'!J120)","v":3925640.8429999999},{"$f":"VLOOKUP(C127,'ورودی نیروها'!M$4:P$1000000,2,FALSE)","v":60},{"$f":"VLOOKUP(C127,'ورودی نیروها'!M$4:P$1000000,3,FALSE)","v":45},{"$f":"VLOOKUP(C127,'ورودی نیروها'!M$4:P$1000000,4,FALSE)","v":2},150,90,{"$f":"IF(VLOOKUP(C127,'ورودی نیروها'!M$4:Q$1048576,5,FALSE)=0,IF(K127=1,2*L127+2*M127,IF(K127=2,L127+2*M127,IF(K127=3,2*L127+M127,L127+M127))),VLOOKUP(C127,'ورودی نیروها'!M$4:Q$1048576,5,FALSE))","v":330},1498500,561937.5,1552500,1674000,1.3333333333333333,30,12.570053699169309,0.46255715389207153,0.34054242658316669,438580.16661591077,1336847.258569208,29700,6.9121963738955516,0.54989394153123972,"-","-","-","-","-"]
[null,{"$f":"'ورودی نیروها'!C121","v":"BASE"},{"$f":"'ورودی نیروها'!D121","v":2},{"$f":"'ورودی نیروها'!E121","v":"ACIS23"},"2 - ACIS23",{"$f":"ABS('ورودی نیروها'!H121)","v":213425.85},{"$f":"ABS('ورودی نیروها'!I121)","v":266603.39199999999},{"$f":"ABS('ورودی نیروها'!J121)","v":3837608.6690000002},{"$f":"VLOOKUP(C128,'ورودی نیروها'!M$4:P$1000000,2,FALSE)","v":60},{"$f":"VLOOKUP(C128,'ورودی نیروها'!M$4:P$1000000,3,FALSE)","v":45},{"$f":"VLOOKUP(C128,'ورودی نیروها'!M$4:P$1000000,4,FALSE)","v":2},150,90,{"$f":"IF(VLOOKUP(C128,'ورودی نیروها'!M$4:Q$1048576,5,FALSE)=0,IF(K128=1,2*L128+2*M128,IF(K128=2,L128+2*M128,IF(K128=3,2*L128+M128,L128+M128))),VLOOKUP(C128,'ورودی نیروها'!M$4:Q$1048576,5,FALSE))","v":330},1498500,561937.5,1552500,1674000,1.3333333333333333,30,12.570053699169309,0.46255715389207153,0.34054242658316669,123319.30622149227,1306868.5684178567,29700,8.2472926283905537,0.65610639586492581,"-","-","-","-","-"]
[null,{"$f":"'ورودی نیروها'!C122","v":"BASE"},{"$f":"'ورودی نیروها'!D122","v":2},{"$f":"'ورودی نیروها'!E122","v":"ACIS24"},"2 - ACIS24",{"$f":"ABS('ورودی نیروها'!H122)","v":148638.71},{"$f":"ABS('ورودی نیروها'!I122)","v":150986.25099999999},{"$f":"ABS('ورودی نیروها'!J122)","v":3805504.4040000001},{"$f":"VLOOKUP(C129,'ورودی نیروها'!M$4:P$1000000,2,FALSE)","v":60},{"$f":"VLOOKUP(C129,'ورودی نیروها'!M$4:P$1000000,3,FALSE)","v":45},{"$f":"VLOOKUP(C129,'ورودی نیروها'!M$4:P$1000000,4,FALSE)","v":2},150,90,{"$f":"IF(VLOOKUP(C129,'ورودی نیروها'!M$4:Q$1048576,5,FALSE)=0,IF(K129=1,2*L129+2*M129,IF(K129=2,L129+2*M129,IF(K129=3,2*L129+M129,L129+M129))),VLOOKUP(C129,'ورودی نیروها'!M$4:Q$1048576,5,FALSE))","v":330},1498500,561937.5,1552500,1674000,1.3333333333333333,30,12.570053699169309,0.46255715389207153,0.34054242658316669,69839.77053939394,1295935.7041110876,29700,5.9636954405908025,0.47443675129127832,"-","-","-","-","-"]
[null,{"$f":"'ورودی نیروها'!C123","v":"BASE"},{"$f":"'ورودی نیروها'!D123","v":2},{"$f":"'ورودی نیروها'!E123","v":"ACIS25"},"2 - ACIS25",{"$f":"ABS('ورودی نیروها'!H123)","v":275457.59000000003},{"$f":"ABS('ورودی نیروها'!I123)","v":1787318.5379999999},{"$f":"ABS('ورودی نیروها'!J123)","v":920563.52899999998},{"$f":"VLOOKUP(C130,'ورودی نیروها'!M$4:P$1000000,2,FALSE)","v":60},{"$f":"VLOOKUP(C130,'ورودی نیروها'!M$4:P$1000000,3,FALSE)","v":45},{"$f":"VLOOKUP(C130,'ورودی نیروها'!M$4:P$1000000,4,FALSE)","v":2},150,90,{"$f":"IF(VLOOKUP(C130,'ورودی نیروها'!M$4:Q$1048576,5,FALSE)=0,IF(K130=1,2*L130+2*M130,IF(K130=2,L130+2*M130,IF(K130=3,2*L130+M130,L130+M130))),VLOOKUP(C130,'ورودی نیروها'!M$4:Q$1048576,5,FALSE))","v":330},1498500,561937.5,1552500,1674000,1.3333333333333333,30,12.570053699169309,0.46255715389207153,0.34054242658316669,826736.97603581822,313490.93798962334,29700,10.94781870998596,0.87094446626822652,"-","-","-","-","-"]
[null,{"$f":"'ورودی نیروها'!C124","v":"BASE"},{"$f":"'ورودی نیروها'!D124","v":2},{"$f":"'ورودی نیروها'!E124","v":"ACIS26"},"2 - ACIS26",{"$f":"ABS('ورودی نیروها'!H124)","v":210670.45},{"$f":"ABS('ورودی نیروها'!I124)","v":1671701.3970000001},{"$f":"ABS('ورودی نیروها'!J124)","v":952667.79500000004},{"$f":"VLOOKUP(C131,'ورودی نیروها'!M$4:P$1000000,2,FALSE)","v":60},{"$f":"VLOOKUP(C131,'ورودی نیروها'!M$4:P$1000000,3,FALSE)","v":45},{"$f":"VLOOKUP(C131,'ورودی نیروها'!M$4:P$1000000,4,FALSE)","v":2},150,90,{"$f":"IF(VLOOKUP(C131,'ورودی نیروها'!M$4:Q$1048576,5,FALSE)=0,IF(K131=1,2*L131+2*M131,IF(K131=2,L131+2*M131,IF(K131=3,2*L131+M131,L131+M131))),VLOOKUP(C131,'ورودی نیروها'!M$4:Q$1048576,5,FALSE))","v":330},1498500,561937.5,1552500,1674000,1.3333333333333333,30,12.570053699169309,0.46255715389207153,0.34054242658316669,773257.44035371998,324423.80263693479,29700,8.6783057276316704,0.69039527875725593,"-","-","-","-","-"]
[null,{"$f":"'ورودی نیروها'!C125","v":"BASE"},{"$f":"'ورودی نیروها'!D125","v":2},{"$f":"'ورودی نیروها'!E125","v":"ACIS27"},"2 - ACIS27",{"$f":"ABS('ورودی نیروها'!H125)","v":253384.53},{"$f":"ABS('ورودی نیروها'!I125)","v":1857647.665},{"$f":"ABS('ورودی نیروها'!J125)","v":1504809.497},{"$f":"VLOOKUP(C132,'ورودی نیروها'!M$4:P$1000000,2,FALSE)","v":60},{"$f":"VLOOKUP(C132,'ورودی نیروها'!M$4:P$1000000,3,FALSE)","v":45},{"$f":"VLOOKUP(C132,'ورودی نیروها'!M$4:P$1000000,4,FALSE)","v":2},150,90,{"$f":"IF(VLOOKUP(C132,'ورودی نیروها'!M$4:Q$1048576,5,FALSE)=0,IF(K132=1,2*L132+2*M132,IF(K132=2,L132+2*M132,IF(K132=3,2*L132+M132,L132+M132))),VLOOKUP(C132,'ورودی نیروها'!M$4:Q$1048576,5,FALSE))","v":330},1498500,561937.5,1552500,1674000,1.3333333333333333,30,12.570053699169309,0.46255715389207153,0.34054242658316669,859268.21685665241,512451.47765377449,29700,10.390664181790063,0.8266205085883388,"-","-","-","-","-"]
[null,{"$f":"'ورودی نیروها'!C126","v":"BASE"},{"$f":"'ورودی نیروها'!D126","v":2},{"$f":"'ورودی نیروها'!E126","v":"ACIS28"},"2 - ACIS28",{"$f":"ABS('ورودی نیروها'!H126)","v":210670.45},{"$f":"ABS('ورودی نیروها'!I126)","v":1671701.3970000001},{"$f":"ABS('ورودی نیروها'!J126)","v":952667.79500000004},{"$f":"VLOOKUP(C133,'ورودی نیروها'!M$4:P$1000000,2,FALSE)","v":60},{"$f":"VLOOKUP(C133,'ورودی نیروها'!M$4:P$1000000,3,FALSE)","v":45},{"$f":"VLOOKUP(C133,'ورودی نیروها'!M$4:P$1000000,4,FALSE)","v":2},150,90,{"$f":"IF(VLOOKUP(C133,'ورودی نیروها'!M$4:Q$1048576,5,FALSE)=0,IF(K133=1,2*L133+2*M133,IF(K133=2,L133+2*M133,IF(K133=3,2*L133+M133,L133+M133))),VLOOKUP(C133,'ورودی نیروها'!M$4:Q$1048576,5,FALSE))","v":330},1498500,561937.5,1552500,1674000,1.3333333333333333,30,12.570053699169309,0.46255715389207153,0.34054242658316669,773257.44035371998,324423.80263693479,29700,8.6783057276316704,0.69039527875725593,"-","-","-","-","-"]
[null,{"$f":"'ورودی نیروها'!C127","v":"BASE"},{"$f":"'ورودی نیروها'!D127","v":2},{"$f":"'ورودی نیروها'!E127","v":"ACIS29"},"2 - ACIS29",{"$f":"ABS('ورودی نیروها'!H127)","v":249128.14},{"$f":"ABS('ورودی نیروها'!I127)","v":869941.527},{"$f":"ABS('ورودی نیروها'!J127)","v":1321018.327},{"$f":"VLOOKUP(C134,'ورودی نیروها'!M$4:P$1000000,2,FALSE)","v":60},{"$f":"VLOOKUP(C134,'ورودی نیروها'!M$4:P$1000000,3,FALSE)","v":45},{"$f":"VLOOKUP(C134,'ورودی نیروها'!M$4:P$1000000,4,FALSE)","v":2},150,90,{"$f":"IF(VLOOKUP(C134,'ورودی نیروها'!M$4:Q$1048576,5,FALSE)=0,IF(K134=1,2*L134+2*M134,IF(K134=2,L134+2*M134,IF(K134=3,2*L134+M134,L134+M134))),VLOOKUP(C134,'ورودی نیروها'!M$4:Q$1048576,5,FALSE))","v":330},1498500,561937.5,1552500,1674000,1.3333333333333333,30,12.570053699169309,0.46255715389207153,0.34054242658316669,402397.67678164272,449862.78663741518,29700,9.3940092895676663,0.74733247083808951,"-","-","-","-","-"]
[null,{"$f":"'ورودی نیروها'!C128","v":"BASE"},{"$f":"'ورودی نیروها'!D128","v":2},{"$f":"'ورودی نیروها'!E128","v":"ACIS30"},"2 - ACIS30",{"$f":"ABS('ورودی نیروها'!H128)","v":184341},{"$f":"ABS('ورودی نیروها'!I128)","v":985558.66799999995},{"$f":"ABS('ورودی نیروها'!J128)","v":1353122.5930000001},{"$f":"VLOOKUP(C135,'ورودی نیروها'!M$4:P$1000000,2,FALSE)","v":60},{"$f":"VLOOKUP(C135,'ورودی نیروها'!M$4:P$1000000,3,FALSE)","v":45},{"$f":"VLOOKUP(C135,'ورودی نیروها'!M$4:P$1000000,4,FALSE)","v":2},150,90,{"$f":"IF(VLOOKUP(C135,'ورودی نیروها'!M$4:Q$1048576,5,FALSE)=0,IF(K135=1,2*L135+2*M135,IF(K135=2,L135+2*M135,IF(K135=3,2*L135+M135,L135+M135))),VLOOKUP(C135,'ورودی نیروها'!M$4:Q$1048576,5,FALSE))","v":330},1498500,561937.5,1552500,1674000,1.3333333333333333,30,12.570053699169309,0.46255715389207153,0.34054242658316669,455877.21246374102,460795.65128472669,29700,7.3148361072163972,0.58192560527404891,"-","-","-","-","-"]
[null,{"$f":"'ورودی نیروها'!C129","v":"BASE"},{"$f":"'ورودی نیروها'!D129","v":2},{"$f":"'ورودی نیروها'!E129","v":"ACIS31"},"2 - ACIS31",{"$f":"ABS('ورودی نیروها'!H129)","v":227055.08},{"$f":"ABS('ورودی نیروها'!I129)","v":799612.40099999995},{"$f":"ABS('ورودی نیروها'!J129)","v":1104354.699},{"$f":"VLOOKUP(C136,'ورودی نیروها'!M$4:P$1000000,2,FALSE)","v":60},{"$f":"VLOOKUP(C136,'ورودی نیروها'!M$4:P$1000000,3,FALSE)","v":45},{"$f":"VLOOKUP(C136,'ورودی نیروها'!M$4:P$1000000,4,FALSE)","v":2},150,90,{"$f":"IF(VLOOKUP(C136,'ورودی نیروها'!M$4:Q$1048576,5,FALSE)=0,IF(K136=1,2*L136+2*M136,IF(K136=2,L136+2*M136,IF(K136=3,2*L136+M136,L136+M136))),VLOOKUP(C136,'ورودی نیروها'!M$4:Q$1048576,5,FALSE))","v":330},1498500,561937.5,1552500,1674000,1.3333333333333333,30,12.570053699169309,0.46255715389207153,0.34054242658316669,369866.43642336578,376079.62900598266,29700,8.5453920254296243,0.67982144149426715,"-","-","-","-","-"]
[null,{"$f":"'ورودی نیروها'!C130","v":"BASE"},{"$f":"'ورودی نیروها'!D130","v":2},{"$f":"'ورودی نیروها'!E130","v":"ACIS32"},"2 - ACIS32",{"$f":"ABS('ورودی نیروها'!H130)","v":162267.94},{"$f":"ABS('ورودی نیروها'!I130)","v":915229.54200000002},{"$f":"ABS('ورودی نیروها'!J130)","v":1072250.433},{"$f":"VLOOKUP(C137,'ورودی نیروها'!M$4:P$1000000,2,FALSE)","v":60},{"$f":"VLOOKUP(C137,'ورودی نیروها'!M$4:P$1000000,3,FALSE)","v":45},{"$f":"VLOOKUP(C137,'ورودی نیروها'!M$4:P$1000000,4,FALSE)","v":2},150,90,{"$f":"IF(VLOOKUP(C137,'ورودی نیروها'!M$4:Q$1048576,5,FALSE)=0,IF(K137=1,2*L137+2*M137,IF(K137=2,L137+2*M137,IF(K137=3,2*L137+M137,L137+M137))),VLOOKUP(C137,'ورودی نیروها'!M$4:Q$1048576,5,FALSE))","v":330},1498500,561937.5,1552500,1674000,1.3333333333333333,30,12.570053699169309,0.46255715389207153,0.34054242658316669,423345.97210546414,365146.76435867121,29700,6.4521346374135415,0.51329411885009935,"-","-","-","-","-"]
[null,{"$f":"'ورودی نیروها'!C131","v":"BASE"},{"$f":"'ورودی نیروها'!D131","v":2},{"$f":"'ورودی نیروها'!E131","v":"ACIS34"},"2 - ACIS34",{"$f":"ABS('ورودی نیروها'!H131)","v":272068.89},{"$f":"ABS('ورودی نیروها'!I131)","v":1724390.5149999999},{"$f":"ABS('ورودی نیروها'!J131)","v":645582.527},{"$f":"VLOOKUP(C138,'ورودی نیروها'!M$4:P$1000000,2,FALSE)","v":60},{"$f":"VLOOKUP(C138,'ورودی نیروها'!M$4:P$1000000,3,FALSE)","v":45},{"$f":"VLOOKUP(C138,'ورودی نیروها'!M$4:P$1000000,4,FALSE)","v":2},150,90,{"$f":"IF(VLOOKUP(C138,'ورودی نیروها'!M$4:Q$1048576,5,FALSE)=0,IF(K138=1,2*L138+2*M138,IF(K138=2,L138+2*M138,IF(K138=3,2*L138+M138,L138+M138))),VLOOKUP(C138,'ورودی نیروها'!M$4:Q$1048576,5,FALSE))","v":330},1498500,561937.5,1552500,1674000,1.3333333333333333,30,12.570053699169309,0.46255715389207153,0.34054242658316669,797629.16881688347,219848.24030427274,29700,10.721604697435499,0.85294820165677054,"-","-","-","-","-"]
[null,{"$f":"'ورودی نیروها'!C132","v":"BASE"},{"$f":"'ورودی نیروها'!D132","v":2},{"$f":"'ورودی نیروها'!E132","v":"ACIS35"},"2 - ACIS35",{"$f":"ABS('ورودی نیروها'!H132)","v":249995.83},{"$f":"ABS('ورودی نیروها'!I132)","v":1794719.642},{"$f":"ABS('ورودی نیروها'!J132)","v":1779790.4990000001},{"$f":"VLOOKUP(C139,'ورودی نیروها'!M$4:P$1000000,2,FALSE)","v":60},{"$f":"VLOOKUP(C139,'ورودی نیروها'!M$4:P$1000000,3,FALSE)","v":45},{"$f":"VLOOKUP(C139,'ورودی نیروها'!M$4:P$1000000,4,FALSE)","v":2},150,90,{"$f":"IF(VLOOKUP(C139,'ورودی نیروها'!M$4:Q$1048576,5,FALSE)=0,IF(K139=1,2*L139+2*M139,IF(K139=2,L139+2*M139,IF(K139=3,2*L139+M139,L139+M139))),VLOOKUP(C139,'ورودی نیروها'!M$4:Q$1048576,5,FALSE))","v":330},1498500,561937.5,1552500,1674000,1.3333333333333333,30,12.570053699169309,0.46255715389207153,0.34054242658316669,830160.40963771753,606094.1753391251,29700,10.285084884454223,0.8182212368061651,"-","-","-","-","-"]
[null,{"$f":"'ورودی نیروها'!C133","v":"BASE"},{"$f":"'ورودی نیروها'!D133","v":2},{"$f":"'ورودی نیروها'!E133","v":"ACIS36"},{"$f":"CONCATENATE(C140,\" - \",D140)","v":"2 - ACIS36"},{"$f":"ABS('ورودی نیروها'!H133)","v":185208.69},{"$f":"ABS('ورودی نیروها'!I133)","v":1679102.5009999999},{"$f":"ABS('ورودی نیروها'!J133)","v":1747686.233},{"$f":"VLOOKUP(C140,'ورودی نیروها'!M$4:P$1000000,2,FALSE)","v":60},{"$f":"VLOOKUP(C140,'ورودی نیروها'!M$4:P$1000000,3,FALSE)","v":45},{"$f":"VLOOKUP(C140,'ورودی نیروها'!M$4:P$1000000,4,FALSE)","v":2},{"$f":"IF(OR(K140=1,K140=2),I140+$C$6,I140+($C$6/2))","v":150},{"$f":"IF(OR(K140=1,K140=3),J140+$C$6,J140+($C$6/2))","v":90},{"$f":"IF(VLOOKUP(C140,'ورودی نیروها'!M$4:Q$1048576,5,FALSE)=0,IF(K140=1,2*L140+2*M140,IF(K140=2,L140+2*M140,IF(K140=3,2*L140+M140,L140+M140))),VLOOKUP(C140,'ورودی نیروها'!M$4:Q$1048576,5,FALSE))","v":330},{"$f":"IF(K140=1,(L140*$C$6*(L140+3*M140)+$C$6^3)/3,IF(K140=2,(2*M140^2*$C$6*(M140+2*L140)+$C$6^3*(2*M140+L140))/(6*M140),IF(K140=3,M140*$C$6*(M140+6*L140)/6,($C$6*(L140+4*M140)+$C$6^3*(L140+M140))/(6*L140))))","v":1498500},{"$f":"IF(K140=1,(L140*$C$6*(L140+3*M140)+$C$6^3)/3,IF(K140=2,(2*M140^2*$C$6*(M140+2*L140)+$C$6^3*(2*M140+L140))/(6*(L140+M140)),IF(K140=3,(M140*$C$6*(M140+6*L140)+$C$6^3)/6,(L140^2*$C$6*(L140+4*M140)+$C$6^3*(L140+M140))/(6*(L140+2*M140)))))","v":561937.5},{"$f":"IF(K140=1,(M140*$C$6*(M140+3*L140)+$C$6^3)/3,IF(K140=2,L140*$C$6*(L140+6*M140)/6,IF(K140=3,(2*L140^2*$C$6*(L140+2*M140)+$C$6^3*(2*L140+M140))/(6*L140),($C$6*(M140+4*L140)+$C$6^3*(M140+L140))/(6*M140))))","v":1552500},{"$f":"IF(K140=1,(M140*$C$6*(M140+3*L140)+$C$6^3)/3,IF(K140=2,(L140*$C$6*(L140+6*M140)+$C$6^3)/6,IF(K140=3,(2*L140^2*$C$6*(L140+2*M140)+$C$6^3*(2*L140+M140))/(6*(M140+L140)),(M140^2*$C$6*(M140+4*L140)+$C$6^3*(M140+L140))/(6*(M140+2*L140)))))","v":1674000},{"$f":"MAX(I140:J140)/MIN(I140:J140)","v":1.3333333333333333},{"$f":"IF(K140=1,40,IF(K140=4,20,30))","v":30},{"$f":"MIN(0.53*$C$5*(1+(2/S140))*SQRT($C$4),0.53*$C$5*(1+((T140*$C$6)/(2*N140)))*SQRT($C$4),1.06*$C$5*SQRT($C$4))","v":12.570053699169309},{"$f":"1-(1/((1+(2/3)*SQRT(L140/M140))))","v":0.46255715389207153},{"$f":"1-(1/((1+(2/3)*SQRT(M140/L140))))","v":0.34054242658316669},{"$f":"V140*G140","v":776680.87395561917},{"$f":"W140*H140","v":595161.31069181371},{"$f":"N140*$C$6","v":29700},{"$f":"(F140/Z140)+(X140/MIN(O140:P140))+(Y140/MIN(Q140:R140))","v":8.001487696435122},{"$f":"AA140/U140","v":0.63655159221506741},{"$f":"IF(AB140<=1,\"-\",F140/$C$5)","v":"-"},{"$f":"IF(AB140<=1,\"-\",3*U140*N140*$C$6/$C$5)","v":"-"},{"$f":"IF(AB140<=1,\"-\",IF(AC140<=AD140,\"OK\",\"NOT OK\"))","v":"-"},{"$f":"IF(AB140<=1,\"-\",IF(OR($C$6>=15,$C$6>=16*($C$8/10)),\"OK\",\"NOT OK\"))","v":"-"},{"$f":"IF(OR(AE140=\"NOT OK\",AF140=\"NOT OK\"),\"CANT USE\",IF(AB140<=1,\"-\",(AA140-U140)*N140/($C$5*$C$7)))","v":"-"}]
[null,{"$f":"'ورودی نیروها'!C134","v":"BASE"},{"$f":"'ورودی نیروها'!D134","v":2},{"$f":"'ورودی نیروها'!E134","v":"ACIS37"},"2 - ACIS37",{"$f":"ABS('ورودی نیروها'!H134)","v":252516.84},{"$f":"ABS('ورودی نیروها'!I134)","v":807013.50399999996},{"$f":"ABS('ورودی نیروها'!J134)","v":1595999.3289999999},{"$f":"VLOOKUP(C141,'ورودی نیروها'!M$4:P$1000000,2,FALSE)","v":60},{"$f":"VLOOKUP(C141,'ورودی نیروها'!M$4:P$1000000,3,FALSE)","v":45},{"$f":"VLOOKUP(C141,'ورودی نیروها'!M$4:P$1000000,4,FALSE)","v":2},150,90,{"$f":"IF(VLOOKUP(C141,'ورودی نیروها'!M$4:Q$1048576,5,FALSE)=0,IF(K141=1,2*L141+2*M141,IF(K141=2,L141+2*M141,IF(K141=3,2*L141+M141,L141+M141))),VLOOKUP(C141,'ورودی نیروها'!M$4:Q$1048576,5,FALSE))","v":330},1498500,561937.5,1552500,1674000,1.3333333333333333,30,12.570053699169309,0.46255715389207153,0.34054242658316669,373289.86956270784,543505.48432276573,29700,9.5166252784271137,0.75708708221795573,"-","-","-","-","-"]
[null,{"$f":"'ورودی نیروها'!C135","v":"BASE"},{"$f":"'ورودی نیروها'!D135","v":2},{"$f":"'ورودی نیروها'!E135","v":"ACIS38"},"2 - ACIS38",{"$f":"ABS('ورودی نیروها'!H135)","v":187729.7},{"$f":"ABS('ورودی نیروها'!I135)","v":922630.64500000002},{"$f":"ABS('ورودی نیروها'!J135)","v":1628103.595},{"$f":"VLOOKUP(C142,'ورودی نیروها'!M$4:P$1000000,2,FALSE)","v":60},{"$f":"VLOOKUP(C142,'ورودی نیروها'!M$4:P$1000000,3,FALSE)","v":45},{"$f":"VLOOKUP(C142,'ورودی نیروها'!M$4:P$1000000,4,FALSE)","v":2},150,90,{"$f":"IF(VLOOKUP(C142,'ورودی نیروها'!M$4:Q$1048576,5,FALSE)=0,IF(K142=1,2*L142+2*M142,IF(K142=2,L142+2*M142,IF(K142=3,2*L142+M142,L142+M142))),VLOOKUP(C142,'ورودی نیروها'!M$4:Q$1048576,5,FALSE))","v":330},1498500,561937.5,1552500,1674000,1.3333333333333333,30,12.570053699169309,0.46255715389207153,0.34054242658316669,426769.4052448062,554438.34897007723,29700,7.4374520960758446,0.59168021665391513,"-","-","-","-","-"]
[null,{"$f":"'ورودی نیروها'!C136","v":"BASE"},{"$f":"'ورودی نیروها'!D136","v":2},{"$f":"'ورودی نیروها'!E136","v":"ACIS39"},"2 - ACIS39",{"$f":"ABS('ورودی نیروها'!H136)","v":230443.78},{"$f":"ABS('ورودی نیروها'!I136)","v":736684.37699999998},{"$f":"ABS('ورودی نیروها'!J136)","v":829373.69700000004},{"$f":"VLOOKUP(C143,'ورودی نیروها'!M$4:P$1000000,2,FALSE)","v":60},{"$f":"VLOOKUP(C143,'ورودی نیروها'!M$4:P$1000000,3,FALSE)","v":45},{"$f":"VLOOKUP(C143,'ورودی نیروها'!M$4:P$1000000,4,FALSE)","v":2},150,90,{"$f":"IF(VLOOKUP(C143,'ورودی نیروها'!M$4:Q$1048576,5,FALSE)=0,IF(K143=1,2*L143+2*M143,IF(K143=2,L143+2*M143,IF(K143=3,2*L143+M143,L143+M143))),VLOOKUP(C143,'ورودی نیروها'!M$4:Q$1048576,5,FALSE))","v":330},1498500,561937.5,1552500,1674000,1.3333333333333333,30,12.570053699169309,0.46255715389207153,0.34054242658316669,340758.62874187384,282436.93132063205,29700,8.5473732982513013,0.67997905997936614,"-","-","-","-","-"]
[null,{"$f":"'ورودی نیروها'!C137","v":"BASE"},{"$f":"'ورودی نیروها'!D137","v":2},{"$f":"'ورودی نیروها'!E137","v":"ACIS40"},"2 - ACIS40",{"$f":"ABS('ورودی نیروها'!H137)","v":165656.64000000001},{"$f":"ABS('ورودی نیروها'!I137)","v":852301.51800000004},{"$f":"ABS('ورودی نیروها'!J137)","v":797269.43099999998},{"$f":"VLOOKUP(C144,'ورودی نیروها'!M$4:P$1000000,2,FALSE)","v":60},{"$f":"VLOOKUP(C144,'ورودی نیروها'!M$4:P$1000000,3,FALSE)","v":45},{"$f":"VLOOKUP(C144,'ورودی نیروها'!M$4:P$1000000,4,FALSE)","v":2},150,90,{"$f":"IF(VLOOKUP(C144,'ورودی نیروها'!M$4:Q$1048576,5,FALSE)=0,IF(K144=1,2*L144+2*M144,IF(K144=2,L144+2*M144,IF(K144=3,2*L144+M144,L144+M144))),VLOOKUP(C144,'ورودی نیروها'!M$4:Q$1048576,5,FALSE))","v":330},1498500,561937.5,1552500,1674000,1.3333333333333333,30,12.570053699169309,0.46255715389207153,0.34054242658316669,394238.16442397219,271504.0666733206,29700,6.4541159102352195,0.51345173733519844,"-","-","-","-","-"]
[null,{"$f":"'ورودی نیروها'!C138","v":"BASE"},{"$f":"'ورودی نیروها'!D138","v":2},{"$f":"'ورودی نیروها'!E138","v":"ACIS41"},"2 - ACIS41",{"$f":"ABS('ورودی نیروها'!H138)","v":278846.28999999998},{"$f":"ABS('ورودی نیروها'!I138)","v":1850246.5619999999},{"$f":"ABS('ورودی نیروها'!J138)","v":1195544.531},{"$f":"VLOOKUP(C145,'ورودی نیروها'!M$4:P$1000000,2,FALSE)","v":60},{"$f":"VLOOKUP(C145,'ورودی نیروها'!M$4:P$1000000,3,FALSE)","v":45},{"$f":"VLOOKUP(C145,'ورودی نیروها'!M$4:P$1000000,4,FALSE)","v":2},150,90,{"$f":"IF(VLOOKUP(C145,'ورودی نیروها'!M$4:Q$1048576,5,FALSE)=0,IF(K145=1,2*L145+2*M145,IF(K145=2,L145+2*M145,IF(K145=3,2*L145+M145,L145+M145))),VLOOKUP(C145,'ورودی نیروها'!M$4:Q$1048576,5,FALSE))","v":330},1498500,561937.5,1552500,1674000,1.3333333333333333,30,12.570053699169309,0.46255715389207153,0.34054242658316669,855844.78371731017,407133.63567497395,29700,11.174032723359565,0.8889407309451669,"-","-","-","-","-"]
[null,{"$f":"'ورودی نیروها'!C139","v":"BASE"},{"$f":"'ورودی نیروها'!D139","v":2},{"$f":"'ورودی نیروها'!E139","v":"ACIS42"},"2 - ACIS42",{"$f":"ABS('ورودی نیروها'!H139)","v":214059.15},{"$f":"ABS('ورودی نیروها'!I139)","v":1734629.4210000001},{"$f":"ABS('ورودی نیروها'!J139)","v":1227648.797},{"$f":"VLOOKUP(C146,'ورودی نیروها'!M$4:P$1000000,2,FALSE)","v":60},{"$f":"VLOOKUP(C146,'ورودی نیروها'!M$4:P$1000000,3,FALSE)","v":45},{"$f":"VLOOKUP(C146,'ورودی نیروها'!M$4:P$1000000,4,FALSE)","v":2},150,90,{"$f":"IF(VLOOKUP(C146,'ورودی نیروها'!M$4:Q$1048576,5,FALSE)=0,IF(K146=1,2*L146+2*M146,IF(K146=2,L146+2*M146,IF(K146=3,2*L146+M146,L146+M146))),VLOOKUP(C146,'ورودی نیروها'!M$4:Q$1048576,5,FALSE))","v":330},1498500,561937.5,1552500,1674000,1.3333333333333333,30,12.570053699169309,0.46255715389207153,0.34054242658316669,802365.24803521193,418066.5003222854,29700,8.904519741005279,0.70839154343419664,"-","-","-","-","-"]
[null,{"$f":"'ورودی نیروها'!C140","v":"BASE"},{"$f":"'ورودی نیروها'!D140","v":2},{"$f":"'ورودی نیروها'!E140","v":"ACIS43"},"2 - ACIS43",{"$f":"ABS('ورودی نیروها'!H140)","v":256773.23},{"$f":"ABS('ورودی نیروها'!I140)","v":1920575.6880000001},{"$f":"ABS('ورودی نیروها'!J140)","v":1229828.4950000001},{"$f":"VLOOKUP(C147,'ورودی نیروها'!M$4:P$1000000,2,FALSE)","v":60},{"$f":"VLOOKUP(C147,'ورودی نیروها'!M$4:P$1000000,3,FALSE)","v":45},{"$f":"VLOOKUP(C147,'ورودی نیروها'!M$4:P$1000000,4,FALSE)","v":2},150,90,{"$f":"IF(VLOOKUP(C147,'ورودی نیروها'!M$4:Q$1048576,5,FALSE)=0,IF(K147=1,2*L147+2*M147,IF(K147=2,L147+2*M147,IF(K147=3,2*L147+M147,L147+M147))),VLOOKUP(C147,'ورودی نیروها'!M$4:Q$1048576,5,FALSE))","v":330},1498500,561937.5,1552500,1674000,1.3333333333333333,30,12.570053699169309,0.46255715389207153,0.34054242658316669,888376.02407558716,418808.77996842394,29700,10.496243479125903,0.83501978037051239,"-","-","-","-","-"]
[null,{"$f":"'ورودی نیروها'!C141","v":"BASE"},{"$f":"'ورودی نیروها'!D141","v":2},{"$f":"'ورودی نیروها'!E141","v":"ACIS44"},"2 - ACIS44",{"$f":"ABS('ورودی نیروها'!H141)","v":191986.09},{"$f":"ABS('ورودی نیروها'!I141)","v":1804958.547},{"$f":"ABS('ورودی نیروها'!J141)","v":1197724.2290000001},{"$f":"VLOOKUP(C148,'ورودی نیروها'!M$4:P$1000000,2,FALSE)","v":60},{"$f":"VLOOKUP(C148,'ورودی نیروها'!M$4:P$1000000,3,FALSE)","v":45},{"$f":"VLOOKUP(C148,'ورودی نیروها'!M$4:P$1000000,4,FALSE)","v":2},150,90,{"$f":"IF(VLOOKUP(C148,'ورودی نیروها'!M$4:Q$1048576,5,FALSE)=0,IF(K148=1,2*L148+2*M148,IF(K148=2,L148+2*M148,IF(K148=3,2*L148+M148,L148+M148))),VLOOKUP(C148,'ورودی نیروها'!M$4:Q$1048576,5,FALSE))","v":330},1498500,561937.5,1552500,1674000,1.3333333333333333,30,12.570053699169309,0.46255715389207153,0.34054242658316669,834896.48839348881,407875.91532111244,29700,8.2126462911068021,0.6533501357794147,"-","-","-","-","-"]
[null,{"$f":"'ورودی نیروها'!C142","v":"BASE"},{"$f":"'ورودی نیروها'!D142","v":2},{"$f":"'ورودی نیروها'!E142","v":"ACIS45"},"2 - ACIS45",{"$f":"ABS('ورودی نیروها'!H142)","v":245739.44},{"$f":"ABS('ورودی نیروها'!I142)","v":932869.55099999998},{"$f":"ABS('ورودی نیروها'!J142)","v":1046037.325},{"$f":"VLOOKUP(C149,'ورودی نیروها'!M$4:P$1000000,2,FALSE)","v":60},{"$f":"VLOOKUP(C149,'ورودی نیروها'!M$4:P$1000000,3,FALSE)","v":45},{"$f":"VLOOKUP(C149,'ورودی نیروها'!M$4:P$1000000,4,FALSE)","v":2},150,90,{"$f":"IF(VLOOKUP(C149,'ورودی نیروها'!M$4:Q$1048576,5,FALSE)=0,IF(K149=1,2*L149+2*M149,IF(K149=2,L149+2*M149,IF(K149=3,2*L149+M149,L149+M149))),VLOOKUP(C149,'ورودی نیروها'!M$4:Q$1048576,5,FALSE))","v":330},1498500,561937.5,1552500,1674000,1.3333333333333333,30,12.570053699169309,0.46255715389207153,0.34054242658316669,431505.48446313466,356220.08895206457,29700,9.2713933015313668,0.73757785952370802,"-","-","-","-","-"]
[null,{"$f":"'ورودی نیروها'!C143","v":"BASE"},{"$f":"'ورودی نیروها'!D143","v":2},{"$f":"'ورودی نیروها'!E143","v":"ACIS46"},"2 - ACIS46",{"$f":"ABS('ورودی نیروها'!H143)","v":180952.3},{"$f":"ABS('ورودی نیروها'!I143)","v":1048486.692},{"$f":"ABS('ورودی نیروها'!J143)","v":1078141.591},{"$f":"VLOOKUP(C150,'ورودی نیروها'!M$4:P$1000000,2,FALSE)","v":60},{"$f":"VLOOKUP(C150,'ورودی نیروها'!M$4:P$1000000,3,FALSE)","v":45},{"$f":"VLOOKUP(C150,'ورودی نیروها'!M$4:P$1000000,4,FALSE)","v":2},150,90,{"$f":"IF(VLOOKUP(C150,'ورودی نیروها'!M$4:Q$1048576,5,FALSE)=0,IF(K150=1,2*L150+2*M150,IF(K150=2,L150+2*M150,IF(K150=3,2*L150+M150,L150+M150))),VLOOKUP(C150,'ورودی نیروها'!M$4:Q$1048576,5,FALSE))","v":330},1498500,561937.5,1552500,1674000,1.3333333333333333,30,12.570053699169309,0.46255715389207153,0.34054242658316669,484985.02014523302,367152.95359937602,29700,7.1922201191800967,0.57217099395966731,"-","-","-","-","-"]
[null,{"$f":"'ورودی نیروها'!C144","v":"BASE"},{"$f":"'ورودی نیروها'!D144","v":2},{"$f":"'ورودی نیروها'!E144","v":"ACIS47"},"2 - ACIS47",{"$f":"ABS('ورودی نیروها'!H144)","v":223666.38},{"$f":"ABS('ورودی نیروها'!I144)","v":862540.424},{"$f":"ABS('ورودی نیروها'!J144)","v":1379335.7009999999},{"$f":"VLOOKUP(C151,'ورودی نیروها'!M$4:P$1000000,2,FALSE)","v":60},{"$f":"VLOOKUP(C151,'ورودی نیروها'!M$4:P$1000000,3,FALSE)","v":45},{"$f":"VLOOKUP(C151,'ورودی نیروها'!M$4:P$1000000,4,FALSE)","v":2},150,90,{"$f":"IF(VLOOKUP(C151,'ورودی نیروها'!M$4:Q$1048576,5,FALSE)=0,IF(K151=1,2*L151+2*M151,IF(K151=2,L151+2*M151,IF(K151=3,2*L151+M151,L151+M151))),VLOOKUP(C151,'ورودی نیروها'!M$4:Q$1048576,5,FALSE))","v":330},1498500,561937.5,1552500,1674000,1.3333333333333333,30,12.570053699169309,0.46255715389207153,0.34054242658316669,398974.2436423006,469722.3266913332,29700,8.5434107517847995,0.67966382294368322,"-","-","-","-","-"]
[null,{"$f":"'ورودی نیروها'!C145","v":"BASE"},{"$f":"'ورودی نیروها'!D145","v":2},{"$f":"'ورودی نیروها'!E145","v":"ACIS48"},"2 - ACIS48",{"$f":"ABS('ورودی نیروها'!H145)","v":158879.24},{"$f":"ABS('ورودی نیروها'!I145)","v":978157.56499999994},{"$f":"ABS('ورودی نیروها'!J145)","v":1347231.4350000001},{"$f":"VLOOKUP(C152,'ورودی نیروها'!M$4:P$1000000,2,FALSE)","v":60},{"$f":"VLOOKUP(C152,'ورودی نیروها'!M$4:P$1000000,3,FALSE)","v":45},{"$f":"VLOOKUP(C152,'ورودی نیروها'!M$4:P$1000000,4,FALSE)","v":2},150,90,{"$f":"IF(VLOOKUP(C152,'ورودی نیروها'!M$4:Q$1048576,5,FALSE)=0,IF(K152=1,2*L152+2*M152,IF(K152=2,L152+2*M152,IF(K152=3,2*L152+M152,L152+M152))),VLOOKUP(C152,'ورودی نیروها'!M$4:Q$1048576,5,FALSE))","v":330},1498500,561937.5,1552500,1674000,1.3333333333333333,30,12.570053699169309,0.46255715389207153,0.34054242658316669,452453.77932439896,458789.46204402181,29700,6.4501533637687167,0.51313650029951541,"-","-","-","-","-"]
[null,{"$f":"'ورودی نیروها'!C146","v":"BASE"},{"$f":"'ورودی نیروها'!D146","v":2},{"$f":"'ورودی نیروها'!E146","v":"ACIS49"},"2 - ACIS49",{"$f":"ABS('ورودی نیروها'!H146)","v":211995.23},{"$f":"ABS('ورودی نیروها'!I146)","v":586846.473},{"$f":"ABS('ورودی نیروها'!J146)","v":3897852.9},{"$f":"VLOOKUP(C153,'ورودی نیروها'!M$4:P$1000000,2,FALSE)","v":60},{"$f":"VLOOKUP(C153,'ورودی نیروها'!M$4:P$1000000,3,FALSE)","v":45},{"$f":"VLOOKUP(C153,'ورودی نیروها'!M$4:P$1000000,4,FALSE)","v":2},150,90,{"$f":"IF(VLOOKUP(C153,'ورودی نیروها'!M$4:Q$1048576,5,FALSE)=0,IF(K153=1,2*L153+2*M153,IF(K153=2,L153+2*M153,IF(K153=3,2*L153+M153,L153+M153))),VLOOKUP(C153,'ورودی نیروها'!M$4:Q$1048576,5,FALSE))","v":330},1498500,561937.5,1552500,1674000,1.3333333333333333,30,12.570053699169309,0.46255715389207153,0.34054242658316669,271450.03432248038,1327384.2850302334,29700,8.47594536084776,0.67429667077777811,"-","-","-","-","-"]
[null,{"$f":"'ورودی نیروها'!C147","v":"BASE"},{"$f":"'ورودی نیروها'!D147","v":2},{"$f":"'ورودی نیروها'!E147","v":"ACIS50"},"2 - ACIS50",{"$f":"ABS('ورودی نیروها'!H147)","v":147208.09},{"$f":"ABS('ورودی نیروها'!I147)","v":471229.33199999999},{"$f":"ABS('ورودی نیروها'!J147)","v":3929957.16},{"$f":"VLOOKUP(C154,'ورودی نیروها'!M$4:P$1000000,2,FALSE)","v":60},{"$f":"VLOOKUP(C154,'ورودی نیروها'!M$4:P$1000000,3,FALSE)","v":45},{"$f":"VLOOKUP(C154,'ورودی نیروها'!M$4:P$1000000,4,FALSE)","v":2},150,90,{"$f":"IF(VLOOKUP(C154,'ورودی نیروها'!M$4:Q$1048576,5,FALSE)=0,IF(K154=1,2*L154+2*M154,IF(K154=2,L154+2*M154,IF(K154=3,2*L154+M154,L154+M154))),VLOOKUP(C154,'ورودی نیروها'!M$4:Q$1048576,5,FALSE))","v":330},1498500,561937.5,1552500,1674000,1.3333333333333333,30,12.570053699169309,0.46255715389207153,0.34054242658316669,217970.49864038205,1338317.1476342904,29700,6.2064323771773662,0.49374748316210598,"-","-","-","-","-"]
[null,{"$f":"'ورودی نیروها'!C148","v":"BASE"},{"$f":"'ورودی نیروها'!D148","v":2},{"$f":"'ورودی نیروها'!E148","v":"ACIS51"},"2 - ACIS51",{"$f":"ABS('ورودی نیروها'!H148)","v":204096.39},{"$f":"ABS('ورودی نیروها'!I148)","v":210331.54699999999},{"$f":"ABS('ورودی نیروها'!J148)","v":4017989.34},{"$f":"VLOOKUP(C155,'ورودی نیروها'!M$4:P$1000000,2,FALSE)","v":60},{"$f":"VLOOKUP(C155,'ورودی نیروها'!M$4:P$1000000,3,FALSE)","v":45},{"$f":"VLOOKUP(C155,'ورودی نیروها'!M$4:P$1000000,4,FALSE)","v":2},150,90,{"$f":"IF(VLOOKUP(C155,'ورودی نیروها'!M$4:Q$1048576,5,FALSE)=0,IF(K155=1,2*L155+2*M155,IF(K155=2,L155+2*M155,IF(K155=3,2*L155+M155,L155+M155))),VLOOKUP(C155,'ورودی نیروها'!M$4:Q$1048576,5,FALSE))","v":330},1498500,561937.5,1552500,1674000,1.3333333333333333,30,12.570053699169309,0.46255715389207153,0.34054242658316669,97290.361754036465,1368295.8398288963,29700,7.9264160774730108,0.63057933300609748,"-","-","-","-","-"]
[null,{"$f":"'ورودی نیروها'!C149","v":"BASE"},{"$f":"'ورودی نیروها'!D149","v":2},{"$f":"'ورودی نیروها'!E149","v":"ACIS52"},"2 - ACIS52",{"$f":"ABS('ورودی نیروها'!H149)","v":139309.25},{"$f":"ABS('ورودی نیروها'!I149)","v":325948.68800000002},{"$f":"ABS('ورودی نیروها'!J149)","v":4050093.6},{"$f":"VLOOKUP(C156,'ورودی نیروها'!M$4:P$1000000,2,FALSE)","v":60},{"$f":"VLOOKUP(C156,'ورودی نیروها'!M$4:P$1000000,3,FALSE)","v":45},{"$f":"VLOOKUP(C156,'ورودی نیروها'!M$4:P$1000000,4,FALSE)","v":2},150,90,{"$f":"IF(VLOOKUP(C156,'ورودی نیروها'!M$4:Q$1048576,5,FALSE)=0,IF(K156=1,2*L156+2*M156,IF(K156=2,L156+2*M156,IF(K156=3,2*L156+M156,L156+M156))),VLOOKUP(C156,'ورودی نیروها'!M$4:Q$1048576,5,FALSE))","v":330},1498500,561937.5,1552500,1674000,1.3333333333333333,30,12.570053699169309,0.46255715389207153,0.34054242658316669,150769.89743613481,1379228.7024329533,29700,5.8472428938056353,0.46517246733735512,"-","-","-","-","-"]
[null,{"$f":"'ورودی نیروها'!C150","v":"BASE"},{"$f":"'ورودی نیروها'!D150","v":2},{"$f":"'ورودی نیروها'!E150","v":"ACIS54"},"2 - ACIS54",{"$f":"ABS('ورودی نیروها'!H150)","v":138418.35999999999},{"$f":"ABS('ورودی نیروها'!I150)","v":821276.89500000002},{"$f":"ABS('ورودی نیروها'!J150)","v":4186723.8560000001},{"$f":"VLOOKUP(C157,'ورودی نیروها'!M$4:P$1000000,2,FALSE)","v":60},{"$f":"VLOOKUP(C157,'ورودی نیروها'!M$4:P$1000000,3,FALSE)","v":45},{"$f":"VLOOKUP(C157,'ورودی نیروها'!M$4:P$1000000,4,FALSE)","v":2},150,90,{"$f":"IF(VLOOKUP(C157,'ورودی نیروها'!M$4:Q$1048576,5,FALSE)=0,IF(K157=1,2*L157+2*M157,IF(K157=2,L157+2*M157,IF(K157=3,2*L157+M157,L157+M157))),VLOOKUP(C157,'ورودی نیروها'!M$4:Q$1048576,5,FALSE))","v":330},1498500,561937.5,1552500,1674000,1.3333333333333333,30,12.570053699169309,0.46255715389207153,0.34054242658316669,379887.50310851767,1425757.1013558726,29700,6.2549444964902996,0.4976068238199855,"-","-","-","-","-"]
[null,{"$f":"'ورودی نیروها'!C151","v":"BASE"},{"$f":"'ورودی نیروها'!D151","v":2},{"$f":"'ورودی نیروها'!E151","v":"ACIS55"},"2 - ACIS55",{"$f":"ABS('ورودی نیروها'!H151)","v":130519.53},{"$f":"ABS('ورودی نیروها'!I151)","v":24098.875},{"$f":"ABS('ورودی نیروها'!J151)","v":4066587.4169999999},{"$f":"VLOOKUP(C158,'ورودی نیروها'!M$4:P$1000000,2,FALSE)","v":60},{"$f":"VLOOKUP(C158,'ورودی نیروها'!M$4:P$1000000,3,FALSE)","v":45},{"$f":"VLOOKUP(C158,'ورودی نیروها'!M$4:P$1000000,4,FALSE)","v":2},150,90,{"$f":"IF(VLOOKUP(C158,'ورودی نیروها'!M$4:Q$1048576,5,FALSE)=0,IF(K158=1,2*L158+2*M158,IF(K158=2,L158+2*M158,IF(K158=3,2*L158+M158,L158+M158))),VLOOKUP(C158,'ورودی نیروها'!M$4:Q$1048576,5,FALSE))","v":330},1498500,561937.5,1552500,1674000,1.3333333333333333,30,12.570053699169309,0.46255715389207153,0.34054242658316669,11147.107032000795,1384845.546897752,29700,5.3064438998858874,0.42214966036593488,"-","-","-","-","-"]
[null,{"$f":"'ورودی نیروها'!C152","v":"BASE"},{"$f":"'ورودی نیروها'!D152","v":2},{"$f":"'ورودی نیروها'!E152","v":"ACIS56"},"2 - ACIS56",{"$f":"ABS('ورودی نیروها'!H152)","v":65732.39},{"$f":"ABS('ورودی نیروها'!I152)","v":91518.266000000003},{"$f":"ABS('ورودی نیروها'!J152)","v":4034483.1519999998},{"$f":"VLOOKUP(C159,'ورودی نیروها'!M$4:P$1000000,2,FALSE)","v":60},{"$f":"VLOOKUP(C159,'ورودی نیروها'!M$4:P$1000000,3,FALSE)","v":45},{"$f":"VLOOKUP(C159,'ورودی نیروها'!M$4:P$1000000,4,FALSE)","v":2},150,90,{"$f":"IF(VLOOKUP(C159,'ورودی نیروها'!M$4:Q$1048576,5,FALSE)=0,IF(K159=1,2*L159+2*M159,IF(K159=2,L159+2*M159,IF(K159=3,2*L159+M159,L159+M159))),VLOOKUP(C159,'ورودی نیروها'!M$4:Q$1048576,5,FALSE))","v":330},1498500,561937.5,1552500,1674000,1.3333333333333333,30,12.570053699169309,0.46255715389207153,0.34054242658316669,42332.428650097536,1373912.6825909829,29700,3.1735126799209854,0.2524661195465463,"-","-","-","-","-"]
[null,{"$f":"'ورودی نیروها'!C153","v":"BASE"},{"$f":"'ورودی نیروها'!D153","v":2},{"$f":"'ورودی نیروها'!E153","v":"ACIS57"},"2 - ACIS57",{"$f":"ABS('ورودی نیروها'!H153)","v":214902.6},{"$f":"ABS('ورودی نیروها'!I153)","v":640970.59499999997},{"$f":"ABS('ورودی نیروها'!J153)","v":4134359.97},{"$f":"VLOOKUP(C160,'ورودی نیروها'!M$4:P$1000000,2,FALSE)","v":60},{"$f":"VLOOKUP(C160,'ورودی نیروها'!M$4:P$1000000,3,FALSE)","v":45},{"$f":"VLOOKUP(C160,'ورودی نیروها'!M$4:P$1000000,4,FALSE)","v":2},150,90,{"$f":"IF(VLOOKUP(C160,'ورودی نیروها'!M$4:Q$1048576,5,FALSE)=0,IF(K160=1,2*L160+2*M160,IF(K160=2,L160+2*M160,IF(K160=3,2*L160+M160,L160+M160))),VLOOKUP(C160,'ورودی نیروها'!M$4:Q$1048576,5,FALSE))","v":330},1498500,561937.5,1552500,1674000,1.3333333333333333,30,12.570053699169309,0.46255715389207153,0.34054242658316669,296485.53415170766,1407924.9765521083,29700,8.6702667761702248,0.68975574676687335,"-","-","-","-","-"]
[null,{"$f":"'ورودی نیروها'!C154","v":"BASE"},{"$f":"'ورودی نیروها'!D154","v":2},{"$f":"'ورودی نیروها'!E154","v":"ACIS58"},"2 - ACIS58",{"$f":"ABS('ورودی نیروها'!H154)","v":150115.46},{"$f":"ABS('ورودی نیروها'!I154)","v":525353.45400000003},{"$f":"ABS('ورودی نیروها'!J154)","v":4166464.24},{"$f":"VLOOKUP(C161,'ورودی نیروها'!M$4:P$1000000,2,FALSE)","v":60},{"$f":"VLOOKUP(C161,'ورودی نیروها'!M$4:P$1000000,3,FALSE)","v":45},{"$f":"VLOOKUP(C161,'ورودی نیروها'!M$4:P$1000000,4,FALSE)","v":2},150,90,{"$f":"IF(VLOOKUP(C161,'ورودی نیروها'!M$4:Q$1048576,5,FALSE)=0,IF(K161=1,2*L161+2*M161,IF(K161=2,L161+2*M161,IF(K161=3,2*L161+M161,L161+M161))),VLOOKUP(C161,'ورودی نیروها'!M$4:Q$1048576,5,FALSE))","v":330},1498500,561937.5,1552500,1674000,1.3333333333333333,30,12.570053699169309,0.46255715389207153,0.34054242658316669,243005.99846960933,1418857.8425615896,29700,6.4007537946933395,0.5092065593257038,"-","-","-","-","-"]
[null,{"$f":"'ورودی نیروها'!C155","v":"BASE"},{"$f":"'ورودی نیروها'!D155","v":2},{"$f":"'ورودی نیروها'!E155","v":"ACIS59"},"2 - ACIS59",{"$f":"ABS('ورودی نیروها'!H155)","v":207003.76},{"$f":"ABS('ورودی نیروها'!I155)","v":156207.42499999999},{"$f":"ABS('ورودی نیروها'!J155)","v":4254496.41},{"$f":"VLOOKUP(C162,'ورودی نیروها'!M$4:P$1000000,2,FALSE)","v":60},{"$f":"VLOOKUP(C162,'ورودی نیروها'!M$4:P$1000000,3,FALSE)","v":45},{"$f":"VLOOKUP(C162,'ورودی نیروها'!M$4:P$1000000,4,FALSE)","v":2},150,90,{"$f":"IF(VLOOKUP(C162,'ورودی نیروها'!M$4:Q$1048576,5,FALSE)=0,IF(K162=1,2*L162+2*M162,IF(K162=2,L162+2*M162,IF(K162=3,2*L162+M162,L162+M162))),VLOOKUP(C162,'ورودی نیروها'!M$4:Q$1048576,5,FALSE))","v":330},1498500,561937.5,1552500,1674000,1.3333333333333333,30,12.570053699169309,0.46255715389207153,0.34054242658316669,72254.861924809215,1448836.5313507712,29700,8.0316332780768374,0.63894979848873734,"-","-","-","-","-"]
[null,{"$f":"'ورودی نیروها'!C156","v":"BASE"},{"$f":"'ورودی نیروها'!D156","v":2},{"$f":"'ورودی نیروها'!E156","v":"ACIS60"},"2 - ACIS60",{"$f":"ABS('ورودی نیروها'!H156)","v":142216.62},{"$f":"ABS('ورودی نیروها'!I156)","v":271824.56599999999},{"$f":"ABS('ورودی نیروها'!J156)","v":4286600.67},{"$f":"VLOOKUP(C163,'ورودی نیروها'!M$4:P$1000000,2,FALSE)","v":60},{"$f":"VLOOKUP(C163,'ورودی نیروها'!M$4:P$1000000,3,FALSE)","v":45},{"$f":"VLOOKUP(C163,'ورودی نیروها'!M$4:P$1000000,4,FALSE)","v":2},150,90,{"$f":"IF(VLOOKUP(C163,'ورودی نیروها'!M$4:Q$1048576,5,FALSE)=0,IF(K163=1,2*L163+2*M163,IF(K163=2,L163+2*M163,IF(K163=3,2*L163+M163,L163+M163))),VLOOKUP(C163,'ورودی نیروها'!M$4:Q$1048576,5,FALSE))","v":330},1498500,561937.5,1552500,1674000,1.3333333333333333,30,12.570053699169309,0.46255715389207153,0.34054242658316669,125734.39760690754,1459769.3939548281,29700,5.9524600944094619,0.47354293281999504,"-","-","-","-","-"]
[null,{"$f":"'ورودی نیروها'!C157","v":"BASE"},{"$f":"'ورودی نیروها'!D157","v":2},{"$f":"'ورودی نیروها'!E157","v":"ACIS61"},"2 - ACIS61",{"$f":"ABS('ورودی نیروها'!H157)","v":135511},{"$f":"ABS('ورودی نیروها'!I157)","v":767152.77300000004},{"$f":"ABS('ورودی نیروها'!J157)","v":4423230.9289999995},{"$f":"VLOOKUP(C164,'ورودی نیروها'!M$4:P$1000000,2,FALSE)","v":60},{"$f":"VLOOKUP(C164,'ورودی نیروها'!M$4:P$1000000,3,FALSE)","v":45},{"$f":"VLOOKUP(C164,'ورودی نیروها'!M$4:P$1000000,4,FALSE)","v":2},150,90,{"$f":"IF(VLOOKUP(C164,'ورودی نیروها'!M$4:Q$1048576,5,FALSE)=0,IF(K164=1,2*L164+2*M164,IF(K164=2,L164+2*M164,IF(K164=3,2*L164+M164,L164+M164))),VLOOKUP(C164,'ورودی نیروها'!M$4:Q$1048576,5,FALSE))","v":330},1498500,561937.5,1552500,1674000,1.3333333333333333,30,12.570053699169309,0.46255715389207153,0.34054242658316669,354852.00327929045,1506297.7938993745,29700,6.1643795428700248,0.49040200546457469,"-","-","-","-","-"]
[null,{"$f":"'ورودی نیروها'!C158","v":"BASE"},{"$f":"'ورودی نیروها'!D158","v":2},{"$f":"'ورودی نیروها'!E158","v":"ACIS62"},"2 - ACIS62",{"$f":"ABS('ورودی نیروها'!H158)","v":70723.86},{"$f":"ABS('ورودی نیروها'!I158)","v":651535.63199999998},{"$f":"ABS('ورودی نیروها'!J158)","v":4391126.6629999997},{"$f":"VLOOKUP(C165,'ورودی نیروها'!M$4:P$1000000,2,FALSE)","v":60},{"$f":"VLOOKUP(C165,'ورودی نیروها'!M$4:P$1000000,3,FALSE)","v":45},{"$f":"VLOOKUP(C165,'ورودی نیروها'!M$4:P$1000000,4,FALSE)","v":2},150,90,{"$f":"IF(VLOOKUP(C165,'ورودی نیروها'!M$4:Q$1048576,5,FALSE)=0,IF(K165=1,2*L165+2*M165,IF(K165=2,L165+2*M165,IF(K165=3,2*L165+M165,L165+M165))),VLOOKUP(C165,'ورودی نیروها'!M$4:Q$1048576,5,FALSE))","v":330},1498500,561937.5,1552500,1674000,1.3333333333333333,30,12.570053699169309,0.46255715389207153,0.34054242658316669,301372.4675971921,1495364.9292520632,29700,3.8807823548509228,0.30873236087347694,"-","-","-","-","-"]
[null,{"$f":"'ورودی نیروها'!C159","v":"BASE"},{"$f":"'ورودی نیروها'!D159","v":2},{"$f":"'ورودی نیروها'!E159","v":"ACIS64"},"2 - ACIS64",{"$f":"ABS('ورودی نیروها'!H159)","v":127612.16},{"$f":"ABS('ورودی نیروها'!I159)","v":30025.245999999999},{"$f":"ABS('ورودی نیروها'!J159)","v":4303094.49},{"$f":"VLOOKUP(C166,'ورودی نیروها'!M$4:P$1000000,2,FALSE)","v":60},{"$f":"VLOOKUP(C166,'ورودی نیروها'!M$4:P$1000000,3,FALSE)","v":45},{"$f":"VLOOKUP(C166,'ورودی نیروها'!M$4:P$1000000,4,FALSE)","v":2},150,90,{"$f":"IF(VLOOKUP(C166,'ورودی نیروها'!M$4:Q$1048576,5,FALSE)=0,IF(K166=1,2*L166+2*M166,IF(K166=2,L166+2*M166,IF(K166=3,2*L166+M166,L166+M166))),VLOOKUP(C166,'ورودی نیروها'!M$4:Q$1048576,5,FALSE))","v":330},1498500,561937.5,1552500,1674000,1.3333333333333333,30,12.570053699169309,0.46255715389207153,0.34054242658316669,13888.392334669305,1465386.2394412542,29700,5.2653089912925957,0.41887720747291263,"-","-","-","-","-"]
[null,{"$f":"'ورودی نیروها'!C160","v":"BASE"},{"$f":"'ورودی نیروها'!D160","v":2},{"$f":"'ورودی نیروها'!E160","v":"ACIS65"},"2 - ACIS65",{"$f":"ABS('ورودی نیروها'!H160)","v":209087.86},{"$f":"ABS('ورودی نیروها'!I160)","v":532722.35100000002},{"$f":"ABS('ورودی نیروها'!J160)","v":3661345.82},{"$f":"VLOOKUP(C167,'ورودی نیروها'!M$4:P$1000000,2,FALSE)","v":60},{"$f":"VLOOKUP(C167,'ورودی نیروها'!M$4:P$1000000,3,FALSE)","v":45},{"$f":"VLOOKUP(C167,'ورودی نیروها'!M$4:P$1000000,4,FALSE)","v":2},150,90,{"$f":"IF(VLOOKUP(C167,'ورودی نیروها'!M$4:Q$1048576,5,FALSE)=0,IF(K167=1,2*L167+2*M167,IF(K167=2,L167+2*M167,IF(K167=3,2*L167+M167,L167+M167))),VLOOKUP(C167,'ورودی نیروها'!M$4:Q$1048576,5,FALSE))","v":330},1498500,561937.5,1552500,1674000,1.3333333333333333,30,12.570053699169309,0.46255715389207153,0.34054242658316669,246414.53449325316,1246843.5901029343,29700,8.281623943331784,0.65883759461418012,"-","-","-","-","-"]
[null,{"$f":"'ورودی نیروها'!C161","v":"BASE"},{"$f":"'ورودی نیروها'!D161","v":2},{"$f":"'ورودی نیروها'!E161","v":"ACIS67"},"2 - ACIS67",{"$f":"ABS('ورودی نیروها'!H161)","v":144300.72},{"$f":"ABS('ورودی نیروها'!I161)","v":417105.21},{"$f":"ABS('ورودی نیروها'!J161)","v":3693450.09},{"$f":"VLOOKUP(C168,'ورودی نیروها'!M$4:P$1000000,2,FALSE)","v":60},{"$f":"VLOOKUP(C168,'ورودی نیروها'!M$4:P$1000000,3,FALSE)","v":45},{"$f":"VLOOKUP(C168,'ورودی نیروها'!M$4:P$1000000,4,FALSE)","v":2},150,90,{"$f":"IF(VLOOKUP(C168,'ورودی نیروها'!M$4:Q$1048576,5,FALSE)=0,IF(K168=1,2*L168+2*M168,IF(K168=2,L168+2*M168,IF(K168=3,2*L168+M168,L168+M168))),VLOOKUP(C168,'ورودی نیروها'!M$4:Q$1048576,5,FALSE))","v":330},1498500,561937.5,1552500,1674000,1.3333333333333333,30,12.570053699169309,0.46255715389207153,0.34054242658316669,192934.99881115483,1257776.4561124153,29700,6.0121109618549013,0.47828840717301085,"-","-","-","-","-"]
[null,{"$f":"'ورودی نیروها'!C162","v":"BASE"},{"$f":"'ورودی نیروها'!D162","v":2},{"$f":"'ورودی نیروها'!E162","v":"ACIS68"},"2 - ACIS68",{"$f":"ABS('ورودی نیروها'!H162)","v":136401.89000000001},{"$f":"ABS('ورودی نیروها'!I162)","v":380072.81},{"$f":"ABS('ورودی نیروها'!J162)","v":3813586.53},{"$f":"VLOOKUP(C169,'ورودی نیروها'!M$4:P$1000000,2,FALSE)","v":60},{"$f":"VLOOKUP(C169,'ورودی نیروها'!M$4:P$1000000,3,FALSE)","v":45},{"$f":"VLOOKUP(C169,'ورودی نیروها'!M$4:P$1000000,4,FALSE)","v":2},150,90,{"$f":"IF(VLOOKUP(C169,'ورودی نیروها'!M$4:Q$1048576,5,FALSE)=0,IF(K169=1,2*L169+2*M169,IF(K169=2,L169+2*M169,IF(K169=3,2*L169+M169,L169+M169))),VLOOKUP(C169,'ورودی نیروها'!M$4:Q$1048576,5,FALSE))","v":330},1498500,561937.5,1552500,1674000,1.3333333333333333,30,12.570053699169309,0.46255715389207153,0.34054242658316669,175805.39726536206,1298688.0109110784,29700,5.7420260299021466,0.45680202864062608,"-","-","-","-","-"]
[null,{"$f":"'ورودی نیروها'!C163","v":"BASE"},{"$f":"'ورودی نیروها'!D163","v":2},{"$f":"'ورودی نیروها'!E163","v":"ACIS69"},"2 - ACIS69",{"$f":"ABS('ورودی نیروها'!H163)","v":141325.73000000001},{"$f":"ABS('ورودی نیروها'!I163)","v":875401.01699999999},{"$f":"ABS('ورودی نیروها'!J163)","v":3950216.784},{"$f":"VLOOKUP(C170,'ورودی نیروها'!M$4:P$1000000,2,FALSE)","v":60},{"$f":"VLOOKUP(C170,'ورودی نیروها'!M$4:P$1000000,3,FALSE)","v":45},{"$f":"VLOOKUP(C170,'ورودی نیروها'!M$4:P$1000000,4,FALSE)","v":2},150,90,{"$f":"IF(VLOOKUP(C170,'ورودی نیروها'!M$4:Q$1048576,5,FALSE)=0,IF(K170=1,2*L170+2*M170,IF(K170=2,L170+2*M170,IF(K170=3,2*L170+M170,L170+M170))),VLOOKUP(C170,'ورودی نیروها'!M$4:Q$1048576,5,FALSE))","v":330},1498500,561937.5,1552500,1674000,1.3333333333333333,30,12.570053699169309,0.46255715389207153,0.34054242658316669,404923.0029377449,1345216.4091529129,29700,6.345509787030263,0.50481166897875751,"-","-","-","-","-"]
[null,{"$f":"'ورودی نیروها'!C164","v":"BASE"},{"$f":"'ورودی نیروها'!D164","v":2},{"$f":"'ورودی نیروها'!E164","v":"ACIS70"},"2 - ACIS70",{"$f":"ABS('ورودی نیروها'!H164)","v":76538.59},{"$f":"ABS('ورودی نیروها'!I164)","v":759783.87600000005},{"$f":"ABS('ورودی نیروها'!J164)","v":3918112.5189999999},{"$f":"VLOOKUP(C171,'ورودی نیروها'!M$4:P$1000000,2,FALSE)","v":60},{"$f":"VLOOKUP(C171,'ورودی نیروها'!M$4:P$1000000,3,FALSE)","v":45},{"$f":"VLOOKUP(C171,'ورودی نیروها'!M$4:P$1000000,4,FALSE)","v":2},150,90,{"$f":"IF(VLOOKUP(C171,'ورودی نیروها'!M$4:Q$1048576,5,FALSE)=0,IF(K171=1,2*L171+2*M171,IF(K171=2,L171+2*M171,IF(K171=3,2*L171+M171,L171+M171))),VLOOKUP(C171,'ورودی نیروها'!M$4:Q$1048576,5,FALSE))","v":330},1498500,561937.5,1552500,1674000,1.3333333333333333,30,12.570053699169309,0.46255715389207153,0.34054242658316669,351443.4672556466,1334283.5448461438,29700,4.0619125992305118,0.32314202440510997,"-","-","-","-","-"]
[null,{"$f":"'ورودی نیروها'!C165","v":"BASE"},{"$f":"'ورودی نیروها'!D165","v":2},{"$f":"'ورودی نیروها'!E165","v":"ACIS71"},"2 - ACIS71",{"$f":"ABS('ورودی نیروها'!H165)","v":133426.9},{"$f":"ABS('ورودی نیروها'!I165)","v":78222.997000000003},{"$f":"ABS('ورودی نیروها'!J165)","v":3830080.3450000002},{"$f":"VLOOKUP(C172,'ورودی نیروها'!M$4:P$1000000,2,FALSE)","v":60},{"$f":"VLOOKUP(C172,'ورودی نیروها'!M$4:P$1000000,3,FALSE)","v":45},{"$f":"VLOOKUP(C172,'ورودی نیروها'!M$4:P$1000000,4,FALSE)","v":2},150,90,{"$f":"IF(VLOOKUP(C172,'ورودی نیروها'!M$4:Q$1048576,5,FALSE)=0,IF(K172=1,2*L172+2*M172,IF(K172=2,L172+2*M172,IF(K172=3,2*L172+M172,L172+M172))),VLOOKUP(C172,'ورودی نیروها'!M$4:Q$1048576,5,FALSE))","v":330},1498500,561937.5,1552500,1674000,1.3333333333333333,30,12.570053699169309,0.46255715389207153,0.34054242658316669,36182.606861228051,1304304.8546947923,29700,5.3970091904258508,0.42935450552470683,"-","-","-","-","-"]
[null,{"$f":"'ورودی نیروها'!C166","v":"BASE"},{"$f":"'ورودی نیروها'!D166","v":2},{"$f":"'ورودی نیروها'!E166","v":"ACIS72"},"2 - ACIS72",{"$f":"ABS('ورودی نیروها'!H166)","v":68639.759999999995},{"$f":"ABS('ورودی نیروها'!I166)","v":37394.144},{"$f":"ABS('ورودی نیروها'!J166)","v":3797976.0789999999},{"$f":"VLOOKUP(C173,'ورودی نیروها'!M$4:P$1000000,2,FALSE)","v":60},{"$f":"VLOOKUP(C173,'ورودی نیروها'!M$4:P$1000000,3,FALSE)","v":45},{"$f":"VLOOKUP(C173,'ورودی نیروها'!M$4:P$1000000,4,FALSE)","v":2},150,90,{"$f":"IF(VLOOKUP(C173,'ورودی نیروها'!M$4:Q$1048576,5,FALSE)=0,IF(K173=1,2*L173+2*M173,IF(K173=2,L173+2*M173,IF(K173=3,2*L173+M173,L173+M173))),VLOOKUP(C173,'ورودی نیروها'!M$4:Q$1048576,5,FALSE))","v":330},1498500,561937.5,1552500,1674000,1.3333333333333333,30,12.570053699169309,0.46255715389207153,0.34054242658316669,17296.928820870282,1293371.9900474807,29700,3.1749737555229585,0.25258235418141262,"-","-","-","-","-"]
[null,{"$f":"'ورودی نیروها'!C167","v":"BASE"},{"$f":"'ورودی نیروها'!D167","v":2},{"$f":"'ورودی نیروها'!E167","v":"ACIS73"},"2 - ACIS73",{"$f":"ABS('ورودی نیروها'!H167)","v":195458.63},{"$f":"ABS('ورودی نیروها'!I167)","v":1598938.1440000001},{"$f":"ABS('ورودی نیروها'!J167)","v":928091.85400000005},{"$f":"VLOOKUP(C174,'ورودی نیروها'!M$4:P$1000000,2,FALSE)","v":60},{"$f":"VLOOKUP(C174,'ورودی نیروها'!M$4:P$1000000,3,FALSE)","v":45},{"$f":"VLOOKUP(C174,'ورودی نیروها'!M$4:P$1000000,4,FALSE)","v":2},150,90,{"$f":"IF(VLOOKUP(C174,'ورودی نیروها'!M$4:Q$1048576,5,FALSE)=0,IF(K174=1,2*L174+2*M174,IF(K174=2,L174+2*M174,IF(K174=3,2*L174+M174,L174+M174))),VLOOKUP(C174,'ورودی نیروها'!M$4:Q$1048576,5,FALSE))","v":330},1498500,561937.5,1552500,1674000,1.3333333333333333,30,12.570053699169309,0.46255715389207153,0.34054242658316669,739600.2771381113,316054.65205323009,29700,8.1008376271499731,0.64445529199969265,"-","-","-","-","-"]
[null,{"$f":"'ورودی نیروها'!C168","v":"BASE"},{"$f":"'ورودی نیروها'!D168","v":2},{"$f":"'ورودی نیروها'!E168","v":"ACIS74"},"2 - ACIS74",{"$f":"ABS('ورودی نیروها'!H168)","v":130671.49},{"$f":"ABS('ورودی نیروها'!I168)","v":1483321.003},{"$f":"ABS('ورودی نیروها'!J168)","v":960196.12},{"$f":"VLOOKUP(C175,'ورودی نیروها'!M$4:P$1000000,2,FALSE)","v":60},{"$f":"VLOOKUP(C175,'ورودی نیروها'!M$4:P$1000000,3,FALSE)","v":45},{"$f":"VLOOKUP(C175,'ورودی نیروها'!M$4:P$1000000,4,FALSE)","v":2},150,90,{"$f":"IF(VLOOKUP(C175,'ورودی نیروها'!M$4:Q$1048576,5,FALSE)=0,IF(K175=1,2*L175+2*M175,IF(K175=2,L175+2*M175,IF(K175=3,2*L175+M175,L175+M175))),VLOOKUP(C175,'ورودی نیروها'!M$4:Q$1048576,5,FALSE))","v":330},1498500,561937.5,1552500,1674000,1.3333333333333333,30,12.570053699169309,0.46255715389207153,0.34054242658316669,686120.74145601294,326987.51670054148,29700,5.8313246447956848,0.46390610448872205,"-","-","-","-","-"]
[null,{"$f":"'ورودی نیروها'!C169","v":"BASE"},{"$f":"'ورودی نیروها'!D169","v":2},{"$f":"'ورودی نیروها'!E169","v":"ACIS75"},"2 - ACIS75",{"$f":"ABS('ورودی نیروها'!H169)","v":173385.57},{"$f":"ABS('ورودی نیروها'!I169)","v":1669267.27},{"$f":"ABS('ورودی نیروها'!J169)","v":1497281.172},{"$f":"VLOOKUP(C176,'ورودی نیروها'!M$4:P$1000000,2,FALSE)","v":60},{"$f":"VLOOKUP(C176,'ورودی نیروها'!M$4:P$1000000,3,FALSE)","v":45},{"$f":"VLOOKUP(C176,'ورودی نیروها'!M$4:P$1000000,4,FALSE)","v":2},150,90,{"$f":"IF(VLOOKUP(C176,'ورودی نیروها'!M$4:Q$1048576,5,FALSE)=0,IF(K176=1,2*L176+2*M176,IF(K176=2,L176+2*M176,IF(K176=3,2*L176+M176,L176+M176))),VLOOKUP(C176,'ورودی نیروها'!M$4:Q$1048576,5,FALSE))","v":330},1498500,561937.5,1552500,1674000,1.3333333333333333,30,12.570053699169309,0.46255715389207153,0.34054242658316669,772131.51749638817,509887.7635901678,29700,7.5403804069056735,0.59986859144475879,"-","-","-","-","-"]
[null,{"$f":"'ورودی نیروها'!C170","v":"BASE"},{"$f":"'ورودی نیروها'!D170","v":2},{"$f":"'ورودی نیروها'!E170","v":"ACIS76"},"2 - ACIS76",{"$f":"ABS('ورودی نیروها'!H170)","v":108598.43},{"$f":"ABS('ورودی نیروها'!I170)","v":1553650.129},{"$f":"ABS('ورودی نیروها'!J170)","v":1465176.906},{"$f":"VLOOKUP(C177,'ورودی نیروها'!M$4:P$1000000,2,FALSE)","v":60},{"$f":"VLOOKUP(C177,'ورودی نیروها'!M$4:P$1000000,3,FALSE)","v":45},{"$f":"VLOOKUP(C177,'ورودی نیروها'!M$4:P$1000000,4,FALSE)","v":2},150,90,{"$f":"IF(VLOOKUP(C177,'ورودی نیروها'!M$4:Q$1048576,5,FALSE)=0,IF(K177=1,2*L177+2*M177,IF(K177=2,L177+2*M177,IF(K177=3,2*L177+M177,L177+M177))),VLOOKUP(C177,'ورودی نیروها'!M$4:Q$1048576,5,FALSE))","v":330},1498500,561937.5,1552500,1674000,1.3333333333333333,30,12.570053699169309,0.46255715389207153,0.34054242658316669,718651.98181428981,498954.89894285629,29700,5.2567832188865706,0.41819894685366099,"-","-","-","-","-"]
[null,{"$f":"'ورودی نیروها'!C171","v":"BASE"},{"$f":"'ورودی نیروها'!D171","v":2},{"$f":"'ورودی نیروها'!E171","v":"ACIS78"},"2 - ACIS78",{"$f":"ABS('ورودی نیروها'!H171)","v":169129.18},{"$f":"ABS('ورودی نیروها'!I171)","v":1058321.922},{"$f":"ABS('ورودی نیروها'!J171)","v":1328546.652},{"$f":"VLOOKUP(C178,'ورودی نیروها'!M$4:P$1000000,2,FALSE)","v":60},{"$f":"VLOOKUP(C178,'ورودی نیروها'!M$4:P$1000000,3,FALSE)","v":45},{"$f":"VLOOKUP(C178,'ورودی نیروها'!M$4:P$1000000,4,FALSE)","v":2},150,90,{"$f":"IF(VLOOKUP(C178,'ورودی نیروها'!M$4:Q$1048576,5,FALSE)=0,IF(K178=1,2*L178+2*M178,IF(K178=2,L178+2*M178,IF(K178=3,2*L178+M178,L178+M178))),VLOOKUP(C178,'ورودی نیروها'!M$4:Q$1048576,5,FALSE))","v":330},1498500,561937.5,1552500,1674000,1.3333333333333333,30,12.570053699169309,0.46255715389207153,0.34054242658316669,489534.37614190695,452426.50070102193,29700,6.8571577109167023,0.54551538720712522,"-","-","-","-","-"]
[null,{"$f":"'ورودی نیروها'!C172","v":"BASE"},{"$f":"'ورودی نیروها'!D172","v":2},{"$f":"'ورودی نیروها'!E172","v":"ACIS79"},"2 - ACIS79",{"$f":"ABS('ورودی نیروها'!H172)","v":147056.12},{"$f":"ABS('ورودی نیروها'!I172)","v":987992.79500000004},{"$f":"ABS('ورودی نیروها'!J172)","v":1096826.3740000001},{"$f":"VLOOKUP(C179,'ورودی نیروها'!M$4:P$1000000,2,FALSE)","v":60},{"$f":"VLOOKUP(C179,'ورودی نیروها'!M$4:P$1000000,3,FALSE)","v":45},{"$f":"VLOOKUP(C179,'ورودی نیروها'!M$4:P$1000000,4,FALSE)","v":2},150,90,{"$f":"IF(VLOOKUP(C179,'ورودی نیروها'!M$4:Q$1048576,5,FALSE)=0,IF(K179=1,2*L179+2*M179,IF(K179=2,L179+2*M179,IF(K179=3,2*L179+M179,L179+M179))),VLOOKUP(C179,'ورودی نیروها'!M$4:Q$1048576,5,FALSE))","v":330},1498500,561937.5,1552500,1674000,1.3333333333333333,30,12.570053699169309,0.46255715389207153,0.34054242658316669,457003.13532107288,373515.91494237597,29700,6.0052377547302562,0.47774161498825674,"-","-","-","-","-"]
[null,{"$f":"'ورودی نیروها'!C173","v":"BASE"},{"$f":"'ورودی نیروها'!D173","v":2},{"$f":"'ورودی نیروها'!E173","v":"ACIS80"},"2 - ACIS80",{"$f":"ABS('ورودی نیروها'!H173)","v":82268.98},{"$f":"ABS('ورودی نیروها'!I173)","v":1103609.936},{"$f":"ABS('ورودی نیروها'!J173)","v":1064722.1089999999},{"$f":"VLOOKUP(C180,'ورودی نیروها'!M$4:P$1000000,2,FALSE)","v":60},{"$f":"VLOOKUP(C180,'ورودی نیروها'!M$4:P$1000000,3,FALSE)","v":45},{"$f":"VLOOKUP(C180,'ورودی نیروها'!M$4:P$1000000,4,FALSE)","v":2},150,90,{"$f":"IF(VLOOKUP(C180,'ورودی نیروها'!M$4:Q$1048576,5,FALSE)=0,IF(K180=1,2*L180+2*M180,IF(K180=2,L180+2*M180,IF(K180=3,2*L180+M180,L180+M180))),VLOOKUP(C180,'ورودی نیروها'!M$4:Q$1048576,5,FALSE))","v":330},1498500,561937.5,1552500,1674000,1.3333333333333333,30,12.570053699169309,0.46255715389207153,0.34054242658316669,510482.67100317118,362583.05063560687,29700,3.9119803669335247,0.31121429236153919,"-","-","-","-","-"]
[null,{"$f":"'ورودی نیروها'!C174","v":"BASE"},{"$f":"'ورودی نیروها'!D174","v":2},{"$f":"'ورودی نیروها'!E174","v":"ACIS81"},"2 - ACIS81",{"$f":"ABS('ورودی نیروها'!H174)","v":192069.93},{"$f":"ABS('ورودی نیروها'!I174)","v":1536010.12},{"$f":"ABS('ورودی نیروها'!J174)","v":653110.85199999996},{"$f":"VLOOKUP(C181,'ورودی نیروها'!M$4:P$1000000,2,FALSE)","v":60},{"$f":"VLOOKUP(C181,'ورودی نیروها'!M$4:P$1000000,3,FALSE)","v":45},{"$f":"VLOOKUP(C181,'ورودی نیروها'!M$4:P$1000000,4,FALSE)","v":2},150,90,{"$f":"IF(VLOOKUP(C181,'ورودی نیروها'!M$4:Q$1048576,5,FALSE)=0,IF(K181=1,2*L181+2*M181,IF(K181=2,L181+2*M181,IF(K181=3,2*L181+M181,L181+M181))),VLOOKUP(C181,'ورودی نیروها'!M$4:Q$1048576,5,FALSE))","v":330},1498500,561937.5,1552500,1674000,1.3333333333333333,30,12.570053699169309,0.46255715389207153,0.34054242658316669,710492.46945661935,222411.95436787943,29700,7.8746236137763637,0.62645902732275183,"-","-","-","-","-"]
[null,{"$f":"'ورودی نیروها'!C175","v":"BASE"},{"$f":"'ورودی نیروها'!D175","v":2},{"$f":"'ورودی نیروها'!E175","v":"ACIS82"},"2 - ACIS82",{"$f":"ABS('ورودی نیروها'!H175)","v":127282.79},{"$f":"ABS('ورودی نیروها'!I175)","v":1420392.9790000001},{"$f":"ABS('ورودی نیروها'!J175)","v":685215.11800000002},{"$f":"VLOOKUP(C182,'ورودی نیروها'!M$4:P$1000000,2,FALSE)","v":60},{"$f":"VLOOKUP(C182,'ورودی نیروها'!M$4:P$1000000,3,FALSE)","v":45},{"$f":"VLOOKUP(C182,'ورودی نیروها'!M$4:P$1000000,4,FALSE)","v":2},150,90,{"$f":"IF(VLOOKUP(C182,'ورودی نیروها'!M$4:Q$1048576,5,FALSE)=0,IF(K182=1,2*L182+2*M182,IF(K182=2,L182+2*M182,IF(K182=3,2*L182+M182,L182+M182))),VLOOKUP(C182,'ورودی نیروها'!M$4:Q$1048576,5,FALSE))","v":330},1498500,561937.5,1552500,1674000,1.3333333333333333,30,12.570053699169309,0.46255715389207153,0.34054242658316669,657012.93377452099,233344.81901519091,29700,5.6051106314220753,0.44590983981178128,"-","-","-","-","-"]
[null,{"$f":"'ورودی نیروها'!C176","v":"BASE"},{"$f":"'ورودی نیروها'!D176","v":2},{"$f":"'ورودی نیروها'!E176","v":"ACIS83"},"2 - ACIS83",{"$f":"ABS('ورودی نیروها'!H176)","v":169996.87},{"$f":"ABS('ورودی نیروها'!I176)","v":1606339.247},{"$f":"ABS('ورودی نیروها'!J176)","v":1772262.1740000001},{"$f":"VLOOKUP(C183,'ورودی نیروها'!M$4:P$1000000,2,FALSE)","v":60},{"$f":"VLOOKUP(C183,'ورودی نیروها'!M$4:P$1000000,3,FALSE)","v":45},{"$f":"VLOOKUP(C183,'ورودی نیروها'!M$4:P$1000000,4,FALSE)","v":2},150,90,{"$f":"IF(VLOOKUP(C183,'ورودی نیروها'!M$4:Q$1048576,5,FALSE)=0,IF(K183=1,2*L183+2*M183,IF(K183=2,L183+2*M183,IF(K183=3,2*L183+M183,L183+M183))),VLOOKUP(C183,'ورودی نیروها'!M$4:Q$1048576,5,FALSE))","v":330},1498500,561937.5,1552500,1674000,1.3333333333333333,30,12.570053699169309,0.46255715389207153,0.34054242658316669,743023.7102774533,603530.46127551841,29700,7.4348011095698334,0.5914693196625852,"-","-","-","-","-"]
[null,{"$f":"'ورودی نیروها'!C177","v":"BASE"},{"$f":"'ورودی نیروها'!D177","v":2},{"$f":"'ورودی نیروها'!E177","v":"ACIS84"},"2 - ACIS84",{"$f":"ABS('ورودی نیروها'!H177)","v":105209.74},{"$f":"ABS('ورودی نیروها'!I177)","v":1490722.1059999999},{"$f":"ABS('ورودی نیروها'!J177)","v":1740157.909},{"$f":"VLOOKUP(C184,'ورودی نیروها'!M$4:P$1000000,2,FALSE)","v":60},{"$f":"VLOOKUP(C184,'ورودی نیروها'!M$4:P$1000000,3,FALSE)","v":45},{"$f":"VLOOKUP(C184,'ورودی نیروها'!M$4:P$1000000,4,FALSE)","v":2},150,90,{"$f":"IF(VLOOKUP(C184,'ورودی نیروها'!M$4:Q$1048576,5,FALSE)=0,IF(K184=1,2*L184+2*M184,IF(K184=2,L184+2*M184,IF(K184=3,2*L184+M184,L184+M184))),VLOOKUP(C184,'ورودی نیروها'!M$4:Q$1048576,5,FALSE))","v":330},1498500,561937.5,1552500,1674000,1.3333333333333333,30,12.570053699169309,0.46255715389207153,0.34054242658316669,689544.17459535494,592597.59696874931,29700,5.1512042584704201,0.40979970187484854,"-","-","-","-","-"]
[null,{"$f":"'ورودی نیروها'!C178","v":"BASE"},{"$f":"'ورودی نیروها'!D178","v":2},{"$f":"'ورودی نیروها'!E178","v":"ACIS85"},"2 - ACIS85",{"$f":"ABS('ورودی نیروها'!H178)","v":172517.88},{"$f":"ABS('ورودی نیروها'!I178)","v":995393.89899999998},{"$f":"ABS('ورودی نیروها'!J178)","v":1603527.6540000001},{"$f":"VLOOKUP(C185,'ورودی نیروها'!M$4:P$1000000,2,FALSE)","v":60},{"$f":"VLOOKUP(C185,'ورودی نیروها'!M$4:P$1000000,3,FALSE)","v":45},{"$f":"VLOOKUP(C185,'ورودی نیروها'!M$4:P$1000000,4,FALSE)","v":2},150,90,{"$f":"IF(VLOOKUP(C185,'ورودی نیروها'!M$4:Q$1048576,5,FALSE)=0,IF(K185=1,2*L185+2*M185,IF(K185=2,L185+2*M185,IF(K185=3,2*L185+M185,L185+M185))),VLOOKUP(C185,'ورودی نیروها'!M$4:Q$1048576,5,FALSE))","v":330},1498500,561937.5,1552500,1674000,1.3333333333333333,30,12.570053699169309,0.46255715389207153,0.34054242658316669,460426.56892297207,546069.19838637253,29700,6.9797736997761506,0.55526999858699155,"-","-","-","-","-"]
[null,{"$f":"'ورودی نیروها'!C179","v":"BASE"},{"$f":"'ورودی نیروها'!D179","v":2},{"$f":"'ورودی نیروها'!E179","v":"ACIS86"},"2 - ACIS86",{"$f":"ABS('ورودی نیروها'!H179)","v":107730.74},{"$f":"ABS('ورودی نیروها'!I179)","v":1111011.04},{"$f":"ABS('ورودی نیروها'!J179)","v":1635631.92},{"$f":"VLOOKUP(C186,'ورودی نیروها'!M$4:P$1000000,2,FALSE)","v":60},{"$f":"VLOOKUP(C186,'ورودی نیروها'!M$4:P$1000000,3,FALSE)","v":45},{"$f":"VLOOKUP(C186,'ورودی نیروها'!M$4:P$1000000,4,FALSE)","v":2},150,90,{"$f":"IF(VLOOKUP(C186,'ورودی نیروها'!M$4:Q$1048576,5,FALSE)=0,IF(K186=1,2*L186+2*M186,IF(K186=2,L186+2*M186,IF(K186=3,2*L186+M186,L186+M186))),VLOOKUP(C186,'ورودی نیروها'!M$4:Q$1048576,5,FALSE))","v":330},1498500,561937.5,1552500,1674000,1.3333333333333333,30,12.570053699169309,0.46255715389207153,0.34054242658316669,513906.10460507043,557002.06303368392,29700,4.9006005174248815,0.389863133022951,"-","-","-","-","-"]
[null,{"$f":"'ورودی نیروها'!C180","v":"BASE"},{"$f":"'ورودی نیروها'!D180","v":2},{"$f":"'ورودی نیروها'!E180","v":"ACIS87"},"2 - ACIS87",{"$f":"ABS('ورودی نیروها'!H180)","v":150444.82},{"$f":"ABS('ورودی نیروها'!I180)","v":925064.772},{"$f":"ABS('ورودی نیروها'!J180)","v":821845.37199999997},{"$f":"VLOOKUP(C187,'ورودی نیروها'!M$4:P$1000000,2,FALSE)","v":60},{"$f":"VLOOKUP(C187,'ورودی نیروها'!M$4:P$1000000,3,FALSE)","v":45},{"$f":"VLOOKUP(C187,'ورودی نیروها'!M$4:P$1000000,4,FALSE)","v":2},150,90,{"$f":"IF(VLOOKUP(C187,'ورودی نیروها'!M$4:Q$1048576,5,FALSE)=0,IF(K187=1,2*L187+2*M187,IF(K187=2,L187+2*M187,IF(K187=3,2*L187+M187,L187+M187))),VLOOKUP(C187,'ورودی نیروها'!M$4:Q$1048576,5,FALSE))","v":330},1498500,561937.5,1552500,1674000,1.3333333333333333,30,12.570053699169309,0.46255715389207153,0.34054242658316669,427895.32810213807,279873.2172570253,29700,6.007219028375081,0.47789923353884062,"-","-","-","-","-"]
[null,{"$f":"'ورودی نیروها'!C181","v":"BASE"},{"$f":"'ورودی نیروها'!D181","v":2},{"$f":"'ورودی نیروها'!E181","v":"ACIS88"},"2 - ACIS88",{"$f":"ABS('ورودی نیروها'!H181)","v":85657.68},{"$f":"ABS('ورودی نیروها'!I181)","v":1040681.9129999999},{"$f":"ABS('ورودی نیروها'!J181)","v":789741.10600000003},{"$f":"VLOOKUP(C188,'ورودی نیروها'!M$4:P$1000000,2,FALSE)","v":60},{"$f":"VLOOKUP(C188,'ورودی نیروها'!M$4:P$1000000,3,FALSE)","v":45},{"$f":"VLOOKUP(C188,'ورودی نیروها'!M$4:P$1000000,4,FALSE)","v":2},150,90,{"$f":"IF(VLOOKUP(C188,'ورودی نیروها'!M$4:Q$1048576,5,FALSE)=0,IF(K188=1,2*L188+2*M188,IF(K188=2,L188+2*M188,IF(K188=3,2*L188+M188,L188+M188))),VLOOKUP(C188,'ورودی نیروها'!M$4:Q$1048576,5,FALSE))","v":330},1498500,561937.5,1552500,1674000,1.3333333333333333,30,12.570053699169309,0.46255715389207153,0.34054242658316669,481374.86378423637,268940.35260971385,29700,3.9139616403589979,0.31137191089467275,"-","-","-","-","-"]
[null,{"$f":"'ورودی نیروها'!C182","v":"BASE"},{"$f":"'ورودی نیروها'!D182","v":2},{"$f":"'ورودی نیروها'!E182","v":"ACIS89"},"2 - ACIS89",{"$f":"ABS('ورودی نیروها'!H182)","v":198847.33},{"$f":"ABS('ورودی نیروها'!I182)","v":1661866.1669999999},{"$f":"ABS('ورودی نیروها'!J182)","v":1203072.8559999999},{"$f":"VLOOKUP(C189,'ورودی نیروها'!M$4:P$1000000,2,FALSE)","v":60},{"$f":"VLOOKUP(C189,'ورودی نیروها'!M$4:P$1000000,3,FALSE)","v":45},{"$f":"VLOOKUP(C189,'ورودی نیروها'!M$4:P$1000000,4,FALSE)","v":2},150,90,{"$f":"IF(VLOOKUP(C189,'ورودی نیروها'!M$4:Q$1048576,5,FALSE)=0,IF(K189=1,2*L189+2*M189,IF(K189=2,L189+2*M189,IF(K189=3,2*L189+M189,L189+M189))),VLOOKUP(C189,'ورودی نیروها'!M$4:Q$1048576,5,FALSE))","v":330},1498500,561937.5,1552500,1674000,1.3333333333333333,30,12.570053699169309,0.46255715389207153,0.34054242658316669,768708.08435704594,409697.34973858064,29700,8.3270516397004322,0.66245155661114841,"-","-","-","-","-"]
[null,{"$f":"'ورودی نیروها'!C183","v":"BASE"},{"$f":"'ورودی نیروها'!D183","v":2},{"$f":"'ورودی نیروها'!E183","v":"ACIS90"},"2 - ACIS90",{"$f":"ABS('ورودی نیروها'!H183)","v":134060.19},{"$f":"ABS('ورودی نیروها'!I183)","v":1546249.0260000001},{"$f":"ABS('ورودی نیروها'!J183)","v":1235177.122},{"$f":"VLOOKUP(C190,'ورودی نیروها'!M$4:P$1000000,2,FALSE)","v":60},{"$f":"VLOOKUP(C190,'ورودی نیروها'!M$4:P$1000000,3,FALSE)","v":45},{"$f":"VLOOKUP(C190,'ورودی نیروها'!M$4:P$1000000,4,FALSE)","v":2},150,90,{"$f":"IF(VLOOKUP(C190,'ورودی نیروها'!M$4:Q$1048576,5,FALSE)=0,IF(K190=1,2*L190+2*M190,IF(K190=2,L190+2*M190,IF(K190=3,2*L190+M190,L190+M190))),VLOOKUP(C190,'ورودی نیروها'!M$4:Q$1048576,5,FALSE))","v":330},1498500,561937.5,1552500,1674000,1.3333333333333333,30,12.570053699169309,0.46255715389207153,0.34054242658316669,715228.5486749477,420630.21438589209,29700,6.0575386573461465,0.48190236910017803,"-","-","-","-","-"]
[null,{"$f":"'ورودی نیروها'!C184","v":"BASE"},{"$f":"'ورودی نیروها'!D184","v":2},{"$f":"'ورودی نیروها'!E184","v":"ACIS91"},"2 - ACIS91",{"$f":"ABS('ورودی نیروها'!H184)","v":176774.27},{"$f":"ABS('ورودی نیروها'!I184)","v":1732195.294},{"$f":"ABS('ورودی نیروها'!J184)","v":1222300.17},{"$f":"VLOOKUP(C191,'ورودی نیروها'!M$4:P$1000000,2,FALSE)","v":60},{"$f":"VLOOKUP(C191,'ورودی نیروها'!M$4:P$1000000,3,FALSE)","v":45},{"$f":"VLOOKUP(C191,'ورودی نیروها'!M$4:P$1000000,4,FALSE)","v":2},150,90,{"$f":"IF(VLOOKUP(C191,'ورودی نیروها'!M$4:Q$1048576,5,FALSE)=0,IF(K191=1,2*L191+2*M191,IF(K191=2,L191+2*M191,IF(K191=3,2*L191+M191,L191+M191))),VLOOKUP(C191,'ورودی نیروها'!M$4:Q$1048576,5,FALSE))","v":330},1498500,561937.5,1552500,1674000,1.3333333333333333,30,12.570053699169309,0.46255715389207153,0.34054242658316669,801239.32517788012,416245.06590481714,29700,7.6459597050646586,0.60826786329241711,"-","-","-","-","-"]
[null,{"$f":"'ورودی نیروها'!C185","v":"BASE"},{"$f":"'ورودی نیروها'!D185","v":2},{"$f":"'ورودی نیروها'!E185","v":"ACIS92"},"2 - ACIS92",{"$f":"ABS('ورودی نیروها'!H185)","v":111987.13},{"$f":"ABS('ورودی نیروها'!I185)","v":1616578.1529999999},{"$f":"ABS('ورودی نیروها'!J185)","v":1190195.9040000001},{"$f":"VLOOKUP(C192,'ورودی نیروها'!M$4:P$1000000,2,FALSE)","v":60},{"$f":"VLOOKUP(C192,'ورودی نیروها'!M$4:P$1000000,3,FALSE)","v":45},{"$f":"VLOOKUP(C192,'ورودی نیروها'!M$4:P$1000000,4,FALSE)","v":2},150,90,{"$f":"IF(VLOOKUP(C192,'ورودی نیروها'!M$4:Q$1048576,5,FALSE)=0,IF(K192=1,2*L192+2*M192,IF(K192=2,L192+2*M192,IF(K192=3,2*L192+M192,L192+M192))),VLOOKUP(C192,'ورودی نیروها'!M$4:Q$1048576,5,FALSE))","v":330},1498500,561937.5,1552500,1674000,1.3333333333333333,30,12.570053699169309,0.46255715389207153,0.34054242658316669,747759.78949578176,405312.20125750575,29700,5.3623625170455576,0.42659821870131936,"-","-","-","-","-"]
[null,{"$f":"'ورودی نیروها'!C186","v":"BASE"},{"$f":"'ورودی نیروها'!D186","v":2},{"$f":"'ورودی نیروها'!E186","v":"ACIS93"},"2 - ACIS93",{"$f":"ABS('ورودی نیروها'!H186)","v":165740.48000000001},{"$f":"ABS('ورودی نیروها'!I186)","v":1121249.9450000001},{"$f":"ABS('ورودی نیروها'!J186)","v":1053565.6499999999},{"$f":"VLOOKUP(C193,'ورودی نیروها'!M$4:P$1000000,2,FALSE)","v":60},{"$f":"VLOOKUP(C193,'ورودی نیروها'!M$4:P$1000000,3,FALSE)","v":45},{"$f":"VLOOKUP(C193,'ورودی نیروها'!M$4:P$1000000,4,FALSE)","v":2},150,90,{"$f":"IF(VLOOKUP(C193,'ورودی نیروها'!M$4:Q$1048576,5,FALSE)=0,IF(K193=1,2*L193+2*M193,IF(K193=2,L193+2*M193,IF(K193=3,2*L193+M193,L193+M193))),VLOOKUP(C193,'ورودی نیروها'!M$4:Q$1048576,5,FALSE))","v":330},1498500,561937.5,1552500,1674000,1.3333333333333333,30,12.570053699169309,0.46255715389207153,0.34054242658316669,518642.18336084177,358783.80301567126,29700,6.7345417220572568,0.53576077582725912,"-","-","-","-","-"]
[null,{"$f":"'ورودی نیروها'!C187","v":"BASE"},{"$f":"'ورودی نیروها'!D187","v":2},{"$f":"'ورودی نیروها'!E187","v":"ACIS94"},"2 - ACIS94",{"$f":"ABS('ورودی نیروها'!H187)","v":100953.34},{"$f":"ABS('ورودی نیروها'!I187)","v":1236867.0859999999},{"$f":"ABS('ورودی نیروها'!J187)","v":1085669.915},{"$f":"VLOOKUP(C194,'ورودی نیروها'!M$4:P$1000000,2,FALSE)","v":60},{"$f":"VLOOKUP(C194,'ورودی نیروها'!M$4:P$1000000,3,FALSE)","v":45},{"$f":"VLOOKUP(C194,'ورودی نیروها'!M$4:P$1000000,4,FALSE)","v":2},150,90,{"$f":"IF(VLOOKUP(C194,'ورودی نیروها'!M$4:Q$1048576,5,FALSE)=0,IF(K194=1,2*L194+2*M194,IF(K194=2,L194+2*M194,IF(K194=3,2*L194+M194,L194+M194))),VLOOKUP(C194,'ورودی نیروها'!M$4:Q$1048576,5,FALSE))","v":330},1498500,561937.5,1552500,1674000,1.3333333333333333,30,12.570053699169309,0.46255715389207153,0.34054242658316669,572121.71904294007,369716.66732244031,29700,4.6553685394866369,0.37035391024576819,"-","-","-","-","-"]
[null,{"$f":"'ورودی نیروها'!C188","v":"BASE"},{"$f":"'ورودی نیروها'!D188","v":2},{"$f":"'ورودی نیروها'!E188","v":"ACIS95"},"2 - ACIS95",{"$f":"ABS('ورودی نیروها'!H188)","v":143667.42000000001},{"$f":"ABS('ورودی نیروها'!I188)","v":1050920.8189999999},{"$f":"ABS('ورودی نیروها'!J188)","v":1371807.3759999999},{"$f":"VLOOKUP(C195,'ورودی نیروها'!M$4:P$1000000,2,FALSE)","v":60},{"$f":"VLOOKUP(C195,'ورودی نیروها'!M$4:P$1000000,3,FALSE)","v":45},{"$f":"VLOOKUP(C195,'ورودی نیروها'!M$4:P$1000000,4,FALSE)","v":2},150,90,{"$f":"IF(VLOOKUP(C195,'ورودی نیروها'!M$4:Q$1048576,5,FALSE)=0,IF(K195=1,2*L195+2*M195,IF(K195=2,L195+2*M195,IF(K195=3,2*L195+M195,L195+M195))),VLOOKUP(C195,'ورودی نیروها'!M$4:Q$1048576,5,FALSE))","v":330},1498500,561937.5,1552500,1674000,1.3333333333333333,30,12.570053699169309,0.46255715389207153,0.34054242658316669,486110.94300256477,467158.61262772651,29700,6.0032564819085783,0.47758399650315758,"-","-","-","-","-"]
[null,{"$f":"'ورودی نیروها'!C189","v":"BASE"},{"$f":"'ورودی نیروها'!D189","v":2},{"$f":"'ورودی نیروها'!E189","v":"ACIS96"},"2 - ACIS96",{"$f":"ABS('ورودی نیروها'!H189)","v":78880.28},{"$f":"ABS('ورودی نیروها'!I189)","v":1166537.96},{"$f":"ABS('ورودی نیروها'!J189)","v":1339703.111},{"$f":"VLOOKUP(C196,'ورودی نیروها'!M$4:P$1000000,2,FALSE)","v":60},{"$f":"VLOOKUP(C196,'ورودی نیروها'!M$4:P$1000000,3,FALSE)","v":45},{"$f":"VLOOKUP(C196,'ورودی نیروها'!M$4:P$1000000,4,FALSE)","v":2},150,90,{"$f":"IF(VLOOKUP(C196,'ورودی نیروها'!M$4:Q$1048576,5,FALSE)=0,IF(K196=1,2*L196+2*M196,IF(K196=2,L196+2*M196,IF(K196=3,2*L196+M196,L196+M196))),VLOOKUP(C196,'ورودی نیروها'!M$4:Q$1048576,5,FALSE))","v":330},1498500,561937.5,1552500,1674000,1.3333333333333333,30,12.570053699169309,0.46255715389207153,0.34054242658316669,539590.47868466319,456225.74832095753,29700,3.9099990941118472,0.31105667387644009,"-","-","-","-","-"]
[null,{"$f":"'ورودی نیروها'!C190","v":"BASE"},{"$f":"'ورودی نیروها'!D190","v":3},{"$f":"'ورودی نیروها'!E190","v":"ACIB01"},"3 - ACIB01",{"$f":"ABS('ورودی نیروها'!H190)","v":215231.66},{"$f":"ABS('ورودی نیروها'!I190)","v":394668.92200000002},{"$f":"ABS('ورودی نیروها'!J190)","v":89759.702999999994},{"$f":"VLOOKUP(C197,'ورودی نیروها'!M$4:P$1000000,2,FALSE)","v":60},{"$f":"VLOOKUP(C197,'ورودی نیروها'!M$4:P$1000000,3,FALSE)","v":45},{"$f":"VLOOKUP(C197,'ورودی نیروها'!M$4:P$1000000,4,FALSE)","v":2},150,90,{"$f":"IF(VLOOKUP(C197,'ورودی نیروها'!M$4:Q$1048576,5,FALSE)=0,IF(K197=1,2*L197+2*M197,IF(K197=2,L197+2*M197,IF(K197=3,2*L197+M197,L197+M197))),VLOOKUP(C197,'ورودی نیروها'!M$4:Q$1048576,5,FALSE))","v":330},1498500,561937.5,1552500,1674000,1.3333333333333333,30,12.570053699169309,0.46255715389207153,0.34054242658316669,182556.93328997199,30566.987069004346,29700,7.5914166493288686,0.60392873658372259,"-","-","-","-","-"]
[null,{"$f":"'ورودی نیروها'!C191","v":"BASE"},{"$f":"'ورودی نیروها'!D191","v":3},{"$f":"'ورودی نیروها'!E191","v":"ACIB02"},"3 - ACIB02",{"$f":"ABS('ورودی نیروها'!H191)","v":238183.19},{"$f":"ABS('ورودی نیروها'!I191)","v":511631.71899999998},{"$f":"ABS('ورودی نیروها'!J191)","v":51844.85},{"$f":"VLOOKUP(C198,'ورودی نیروها'!M$4:P$1000000,2,FALSE)","v":60},{"$f":"VLOOKUP(C198,'ورودی نیروها'!M$4:P$1000000,3,FALSE)","v":45},{"$f":"VLOOKUP(C198,'ورودی نیروها'!M$4:P$1000000,4,FALSE)","v":2},150,90,{"$f":"IF(VLOOKUP(C198,'ورودی نیروها'!M$4:Q$1048576,5,FALSE)=0,IF(K198=1,2*L198+2*M198,IF(K198=2,L198+2*M198,IF(K198=3,2*L198+M198,L198+M198))),VLOOKUP(C198,'ورودی نیروها'!M$4:Q$1048576,5,FALSE))","v":330},1498500,561937.5,1552500,1674000,1.3333333333333333,30,12.570053699169309,0.46255715389207153,0.34054242658316669,236658.91178154809,17655.371024840289,29700,8.4521563489784466,0.67240415604087733,"-","-","-","-","-"]
[null,{"$f":"'ورودی نیروها'!C192","v":"BASE"},{"$f":"'ورودی نیروها'!D192","v":3},{"$f":"'ورودی نیروها'!E192","v":"ACIS01"},"3 - ACIS01",{"$f":"ABS('ورودی نیروها'!H192)","v":218984.94},{"$f":"ABS('ورودی نیروها'!I192)","v":1033643.868},{"$f":"ABS('ورودی نیروها'!J192)","v":4097980.67},{"$f":"VLOOKUP(C199,'ورودی نیروها'!M$4:P$1000000,2,FALSE)","v":60},{"$f":"VLOOKUP(C199,'ورودی نیروها'!M$4:P$1000000,3,FALSE)","v":45},{"$f":"VLOOKUP(C199,'ورودی نیروها'!M$4:P$1000000,4,FALSE)","v":2},150,90,{"$f":"IF(VLOOKUP(C199,'ورودی نیروها'!M$4:Q$1048576,5,FALSE)=0,IF(K199=1,2*L199+2*M199,IF(K199=2,L199+2*M199,IF(K199=3,2*L199+M199,L199+M199))),VLOOKUP(C199,'ورودی نیروها'!M$4:Q$1048576,5,FALSE))","v":330},1498500,561937.5,1552500,1674000,1.3333333333333333,30,12.570053699169309,0.46255715389207153,0.34054242658316669,478119.36572007206,1395536.2814527112,29700,9.122967282882076,0.7257699530340882,"-","-","-","-","-"]
[null,{"$f":"'ورودی نیروها'!C193","v":"BASE"},{"$f":"'ورودی نیروها'!D193","v":3},{"$f":"'ورودی نیروها'!E193","v":"ACIS02"},"3 - ACIS02",{"$f":"ABS('ورودی نیروها'!H193)","v":154411.38},{"$f":"ABS('ورودی نیروها'!I193)","v":915288.85400000005},{"$f":"ABS('ورودی نیروها'!J193)","v":4071308.99},{"$f":"VLOOKUP(C200,'ورودی نیروها'!M$4:P$1000000,2,FALSE)","v":60},{"$f":"VLOOKUP(C200,'ورودی نیروها'!M$4:P$1000000,3,FALSE)","v":45},{"$f":"VLOOKUP(C200,'ورودی نیروها'!M$4:P$1000000,4,FALSE)","v":2},150,90,{"$f":"IF(VLOOKUP(C200,'ورودی نیروها'!M$4:Q$1048576,5,FALSE)=0,IF(K200=1,2*L200+2*M200,IF(K200=2,L200+2*M200,IF(K200=3,2*L200+M200,L200+M200))),VLOOKUP(C200,'ورودی نیروها'!M$4:Q$1048576,5,FALSE))","v":330},1498500,561937.5,1552500,1674000,1.3333333333333333,30,12.570053699169309,0.46255715389207153,0.34054242658316669,423373.40729537583,1386453.4428244615,29700,6.8454993119417544,0.54458791312833765,"-","-","-","-","-"]
[null,{"$f":"'ورودی نیروها'!C194","v":"BASE"},{"$f":"'ورودی نیروها'!D194","v":3},{"$f":"'ورودی نیروها'!E194","v":"ACIS03"},"3 - ACIS03",{"$f":"ABS('ورودی نیروها'!H194)","v":208050.2},{"$f":"ABS('ورودی نیروها'!I194)","v":201206.46299999999},{"$f":"ABS('ورودی نیروها'!J194)","v":4133813.44},{"$f":"VLOOKUP(C201,'ورودی نیروها'!M$4:P$1000000,2,FALSE)","v":60},{"$f":"VLOOKUP(C201,'ورودی نیروها'!M$4:P$1000000,3,FALSE)","v":45},{"$f":"VLOOKUP(C201,'ورودی نیروها'!M$4:P$1000000,4,FALSE)","v":2},150,90,{"$f":"IF(VLOOKUP(C201,'ورودی نیروها'!M$4:Q$1048576,5,FALSE)=0,IF(K201=1,2*L201+2*M201,IF(K201=2,L201+2*M201,IF(K201=3,2*L201+M201,L201+M201))),VLOOKUP(C201,'ورودی نیروها'!M$4:Q$1048576,5,FALSE))","v":330},1498500,561937.5,1552500,1674000,1.3333333333333333,30,12.570053699169309,0.46255715389207153,0.34054242658316669,93069.488869970388,1407738.8598997078,29700,8.0774358400872082,0.64259358260506116,"-","-","-","-","-"]
[null,{"$f":"'ورودی نیروها'!C195","v":"BASE"},{"$f":"'ورودی نیروها'!D195","v":3},{"$f":"'ورودی نیروها'!E195","v":"ACIS04"},"3 - ACIS04",{"$f":"ABS('ورودی نیروها'!H195)","v":143476.64000000001},{"$f":"ABS('ورودی نیروها'!I195)","v":82851.448999999993},{"$f":"ABS('ورودی نیروها'!J195)","v":4107141.76},{"$f":"VLOOKUP(C202,'ورودی نیروها'!M$4:P$1000000,2,FALSE)","v":60},{"$f":"VLOOKUP(C202,'ورودی نیروها'!M$4:P$1000000,3,FALSE)","v":45},{"$f":"VLOOKUP(C202,'ورودی نیروها'!M$4:P$1000000,4,FALSE)","v":2},150,90,{"$f":"IF(VLOOKUP(C202,'ورودی نیروها'!M$4:Q$1048576,5,FALSE)=0,IF(K202=1,2*L202+2*M202,IF(K202=2,L202+2*M202,IF(K202=3,2*L202+M202,L202+M202))),VLOOKUP(C202,'ورودی نیروها'!M$4:Q$1048576,5,FALSE))","v":330},1498500,561937.5,1552500,1674000,1.3333333333333333,30,12.570053699169309,0.46255715389207153,0.34054242658316669,38323.530445274111,1398656.0212714579,29700,5.7999678691468857,0.46141154269931051,"-","-","-","-","-"]
[null,{"$f":"'ورودی نیروها'!C196","v":"BASE"},{"$f":"'ورودی نیروها'!D196","v":3},{"$f":"'ورودی نیروها'!E196","v":"ACIS05"},"3 - ACIS05",{"$f":"ABS('ورودی نیروها'!H196)","v":292615.55},{"$f":"ABS('ورودی نیروها'!I196)","v":810403.93500000006},{"$f":"ABS('ورودی نیروها'!J196)","v":3984633.0350000001},{"$f":"VLOOKUP(C203,'ورودی نیروها'!M$4:P$1000000,2,FALSE)","v":60},{"$f":"VLOOKUP(C203,'ورودی نیروها'!M$4:P$1000000,3,FALSE)","v":45},{"$f":"VLOOKUP(C203,'ورودی نیروها'!M$4:P$1000000,4,FALSE)","v":2},150,90,{"$f":"IF(VLOOKUP(C203,'ورودی نیروها'!M$4:Q$1048576,5,FALSE)=0,IF(K203=1,2*L203+2*M203,IF(K203=2,L203+2*M203,IF(K203=3,2*L203+M203,L203+M203))),VLOOKUP(C203,'ورودی نیروها'!M$4:Q$1048576,5,FALSE))","v":330},1498500,561937.5,1552500,1674000,1.3333333333333333,30,12.570053699169309,0.46255715389207153,0.34054242658316669,374858.13767653535,1356936.6027823482,29700,11.393490207911606,0.90639948568115858,"-","-","-","-","-"]
[null,{"$f":"'ورودی نیروها'!C197","v":"BASE"},{"$f":"'ورودی نیروها'!D197","v":3},{"$f":"'ورودی نیروها'!E197","v":"ACIS06"},{"$f":"CONCATENATE(C204,\" - \",D204)","v":"3 - ACIS06"},{"$f":"ABS('ورودی نیروها'!H197)","v":228042},{"$f":"ABS('ورودی نیروها'!I197)","v":692048.92200000002},{"$f":"ABS('ورودی نیروها'!J197)","v":4011304.7119999998},{"$f":"VLOOKUP(C204,'ورودی نیروها'!M$4:P$1000000,2,FALSE)","v":60},{"$f":"VLOOKUP(C204,'ورودی نیروها'!M$4:P$1000000,3,FALSE)","v":45},{"$f":"VLOOKUP(C204,'ورودی نیروها'!M$4:P$1000000,4,FALSE)","v":2},{"$f":"IF(OR(K204=1,K204=2),I204+$C$6,I204+($C$6/2))","v":150},{"$f":"IF(OR(K204=1,K204=3),J204+$C$6,J204+($C$6/2))","v":90},{"$f":"IF(VLOOKUP(C204,'ورودی نیروها'!M$4:Q$1048576,5,FALSE)=0,IF(K204=1,2*L204+2*M204,IF(K204=2,L204+2*M204,IF(K204=3,2*L204+M204,L204+M204))),VLOOKUP(C204,'ورودی نیروها'!M$4:Q$1048576,5,FALSE))","v":330},{"$f":"IF(K204=1,(L204*$C$6*(L204+3*M204)+$C$6^3)/3,IF(K204=2,(2*M204^2*$C$6*(M204+2*L204)+$C$6^3*(2*M204+L204))/(6*M204),IF(K204=3,M204*$C$6*(M204+6*L204)/6,($C$6*(L204+4*M204)+$C$6^3*(L204+M204))/(6*L204))))","v":1498500},{"$f":"IF(K204=1,(L204*$C$6*(L204+3*M204)+$C$6^3)/3,IF(K204=2,(2*M204^2*$C$6*(M204+2*L204)+$C$6^3*(2*M204+L204))/(6*(L204+M204)),IF(K204=3,(M204*$C$6*(M204+6*L204)+$C$6^3)/6,(L204^2*$C$6*(L204+4*M204)+$C$6^3*(L204+M204))/(6*(L204+2*M204)))))","v":561937.5},{"$f":"IF(K204=1,(M204*$C$6*(M204+3*L204)+$C$6^3)/3,IF(K204=2,L204*$C$6*(L204+6*M204)/6,IF(K204=3,(2*L204^2*$C$6*(L204+2*M204)+$C$6^3*(2*L204+M204))/(6*L204),($C$6*(M204+4*L204)+$C$6^3*(M204+L204))/(6*M204))))","v":1552500},{"$f":"IF(K204=1,(M204*$C$6*(M204+3*L204)+$C$6^3)/3,IF(K204=2,(L204*$C$6*(L204+6*M204)+$C$6^3)/6,IF(K204=3,(2*L204^2*$C$6*(L204+2*M204)+$C$6^3*(2*L204+M204))/(6*(M204+L204)),(M204^2*$C$6*(M204+4*L204)+$C$6^3*(M204+L204))/(6*(M204+2*L204)))))","v":1674000},{"$f":"MAX(I204:J204)/MIN(I204:J204)","v":1.3333333333333333},{"$f":"IF(K204=1,40,IF(K204=4,20,30))","v":30},{"$f":"MIN(0.53*$C$5*(1+(2/S204))*SQRT($C$4),0.53*$C$5*(1+((T204*$C$6)/(2*N204)))*SQRT($C$4),1.06*$C$5*SQRT($C$4))","v":12.570053699169309},{"$f":"1-(1/((1+(2/3)*SQRT(L204/M204))))","v":0.46255715389207153},{"$f":"1-(1/((1+(2/3)*SQRT(M204/L204))))","v":0.34054242658316669},{"$f":"V204*G204","v":320112.17971439619},{"$f":"W204*H204","v":1366019.4403889705},{"$f":"N204*$C$6","v":29700},{"$f":"(F204/Z204)+(X204/MIN(O204:P204))+(Y204/MIN(Q204:R204))","v":9.1277234931645719},{"$f":"AA204/U204","v":0.7261483293239851},{"$f":"IF(AB204<=1,\"-\",F204/$C$5)","v":"-"},{"$f":"IF(AB204<=1,\"-\",3*U204*N204*$C$6/$C$5)","v":"-"},{"$f":"IF(AB204<=1,\"-\",IF(AC204<=AD204,\"OK\",\"NOT OK\"))","v":"-"},{"$f":"IF(AB204<=1,\"-\",IF(OR($C$6>=15,$C$6>=16*($C$8/10)),\"OK\",\"NOT OK\"))","v":"-"},{"$f":"IF(OR(AE204=\"NOT OK\",AF204=\"NOT OK\"),\"CANT USE\",IF(AB204<=1,\"-\",(AA204-U204)*N204/($C$5*$C$7)))","v":"-"}]
[null,{"$f":"'ورودی نیروها'!C198","v":"BASE"},{"$f":"'ورودی نیروها'!D198","v":3},{"$f":"'ورودی نیروها'!E198","v":"ACIS07"},"3 - ACIS07",{"$f":"ABS('ورودی نیروها'!H198)","v":281680.82},{"$f":"ABS('ورودی نیروها'!I198)","v":22033.47},{"$f":"ABS('ورودی نیروها'!J198)","v":3948800.2629999998},{"$f":"VLOOKUP(C205,'ورودی نیروها'!M$4:P$1000000,2,FALSE)","v":60},{"$f":"VLOOKUP(C205,'ورودی نیروها'!M$4:P$1000000,3,FALSE)","v":45},{"$f":"VLOOKUP(C205,'ورودی نیروها'!M$4:P$1000000,4,FALSE)","v":2},150,90,{"$f":"IF(VLOOKUP(C205,'ورودی نیروها'!M$4:Q$1048576,5,FALSE)=0,IF(K205=1,2*L205+2*M205,IF(K205=2,L205+2*M205,IF(K205=3,2*L205+M205,L205+M205))),VLOOKUP(C205,'ورودی نیروها'!M$4:Q$1048576,5,FALSE))","v":330},1498500,561937.5,1552500,1674000,1.3333333333333333,30,12.570053699169309,0.46255715389207153,0.34054242658316669,10191.739173566342,1344734.0236542667,29700,10.368512761963908,0.82485827110262144,"-","-","-","-","-"]
[null,{"$f":"'ورودی نیروها'!C199","v":"BASE"},{"$f":"'ورودی نیروها'!D199","v":3},{"$f":"'ورودی نیروها'!E199","v":"ACIS08"},"3 - ACIS08",{"$f":"ABS('ورودی نیروها'!H199)","v":217107.26},{"$f":"ABS('ورودی نیروها'!I199)","v":140388.48300000001},{"$f":"ABS('ورودی نیروها'!J199)","v":3975471.94},{"$f":"VLOOKUP(C206,'ورودی نیروها'!M$4:P$1000000,2,FALSE)","v":60},{"$f":"VLOOKUP(C206,'ورودی نیروها'!M$4:P$1000000,3,FALSE)","v":45},{"$f":"VLOOKUP(C206,'ورودی نیروها'!M$4:P$1000000,4,FALSE)","v":2},150,90,{"$f":"IF(VLOOKUP(C206,'ورودی نیروها'!M$4:Q$1048576,5,FALSE)=0,IF(K206=1,2*L206+2*M206,IF(K206=2,L206+2*M206,IF(K206=3,2*L206+M206,L206+M206))),VLOOKUP(C206,'ورودی نیروها'!M$4:Q$1048576,5,FALSE))","v":330},1498500,561937.5,1552500,1674000,1.3333333333333333,30,12.570053699169309,0.46255715389207153,0.34054242658316669,64937.697135705472,1353816.8612608893,29700,8.2975928526351517,0.66010798769964663,"-","-","-","-","-"]
[null,{"$f":"'ورودی نیروها'!C200","v":"BASE"},{"$f":"'ورودی نیروها'!D200","v":3},{"$f":"'ورودی نیروها'!E200","v":"ACIS09"},"3 - ACIS09",{"$f":"ABS('ورودی نیروها'!H200)","v":216077.92},{"$f":"ABS('ورودی نیروها'!I200)","v":980945.71499999997},{"$f":"ABS('ورودی نیروها'!J200)","v":4334541.8499999996},{"$f":"VLOOKUP(C207,'ورودی نیروها'!M$4:P$1000000,2,FALSE)","v":60},{"$f":"VLOOKUP(C207,'ورودی نیروها'!M$4:P$1000000,3,FALSE)","v":45},{"$f":"VLOOKUP(C207,'ورودی نیروها'!M$4:P$1000000,4,FALSE)","v":2},150,90,{"$f":"IF(VLOOKUP(C207,'ورودی نیروها'!M$4:Q$1048576,5,FALSE)=0,IF(K207=1,2*L207+2*M207,IF(K207=2,L207+2*M207,IF(K207=3,2*L207+M207,L207+M207))),VLOOKUP(C207,'ورودی نیروها'!M$4:Q$1048576,5,FALSE))","v":330},1498500,561937.5,1552500,1674000,1.3333333333333333,30,12.570053699169309,0.46255715389207153,0.34054242658316669,453743.45805302315,1476095.3997252884,29700,9.0335994275681628,0.71866036882285933,"-","-","-","-","-"]
[null,{"$f":"'ورودی نیروها'!C201","v":"BASE"},{"$f":"'ورودی نیروها'!D201","v":3},{"$f":"'ورودی نیروها'!E201","v":"ACIS10"},"3 - ACIS10",{"$f":"ABS('ورودی نیروها'!H201)","v":151504.37},{"$f":"ABS('ورودی نیروها'!I201)","v":862590.701},{"$f":"ABS('ورودی نیروها'!J201)","v":4307870.18},{"$f":"VLOOKUP(C208,'ورودی نیروها'!M$4:P$1000000,2,FALSE)","v":60},{"$f":"VLOOKUP(C208,'ورودی نیروها'!M$4:P$1000000,3,FALSE)","v":45},{"$f":"VLOOKUP(C208,'ورودی نیروها'!M$4:P$1000000,4,FALSE)","v":2},150,90,{"$f":"IF(VLOOKUP(C208,'ورودی نیروها'!M$4:Q$1048576,5,FALSE)=0,IF(K208=1,2*L208+2*M208,IF(K208=2,L208+2*M208,IF(K208=3,2*L208+M208,L208+M208))),VLOOKUP(C208,'ورودی نیروها'!M$4:Q$1048576,5,FALSE))","v":330},1498500,561937.5,1552500,1674000,1.3333333333333333,30,12.570053699169309,0.46255715389207153,0.34054242658316669,398997.49962832686,1467012.564502463,29700,6.7561317955216857,0.53747835587752213,"-","-","-","-","-"]
[null,{"$f":"'ورودی نیروها'!C202","v":"BASE"},{"$f":"'ورودی نیروها'!D202","v":3},{"$f":"'ورودی نیروها'!E202","v":"ACIS11"},"3 - ACIS11",{"$f":"ABS('ورودی نیروها'!H202)","v":205143.18},{"$f":"ABS('ورودی نیروها'!I202)","v":148508.31},{"$f":"ABS('ورودی نیروها'!J202)","v":4370374.62},{"$f":"VLOOKUP(C209,'ورودی نیروها'!M$4:P$1000000,2,FALSE)","v":60},{"$f":"VLOOKUP(C209,'ورودی نیروها'!M$4:P$1000000,3,FALSE)","v":45},{"$f":"VLOOKUP(C209,'ورودی نیروها'!M$4:P$1000000,4,FALSE)","v":2},150,90,{"$f":"IF(VLOOKUP(C209,'ورودی نیروها'!M$4:Q$1048576,5,FALSE)=0,IF(K209=1,2*L209+2*M209,IF(K209=2,L209+2*M209,IF(K209=3,2*L209+M209,L209+M209))),VLOOKUP(C209,'ورودی نیروها'!M$4:Q$1048576,5,FALSE))","v":330},1498500,561937.5,1552500,1674000,1.3333333333333333,30,12.570053699169309,0.46255715389207153,0.34054242658316669,68693.581202921458,1488297.978172285,29700,7.9880679847732914,0.63548399839383207,"-","-","-","-","-"]
[null,{"$f":"'ورودی نیروها'!C203","v":"BASE"},{"$f":"'ورودی نیروها'!D203","v":3},{"$f":"'ورودی نیروها'!E203","v":"ACIS12"},"3 - ACIS12",{"$f":"ABS('ورودی نیروها'!H203)","v":157462.71},{"$f":"ABS('ورودی نیروها'!I203)","v":853752.429},{"$f":"ABS('ورودی نیروها'!J203)","v":3666189.97},{"$f":"VLOOKUP(C210,'ورودی نیروها'!M$4:P$1000000,2,FALSE)","v":60},{"$f":"VLOOKUP(C210,'ورودی نیروها'!M$4:P$1000000,3,FALSE)","v":45},{"$f":"VLOOKUP(C210,'ورودی نیروها'!M$4:P$1000000,4,FALSE)","v":2},150,90,{"$f":"IF(VLOOKUP(C210,'ورودی نیروها'!M$4:Q$1048576,5,FALSE)=0,IF(K210=1,2*L210+2*M210,IF(K210=2,L210+2*M210,IF(K210=3,2*L210+M210,L210+M210))),VLOOKUP(C210,'ورودی نیروها'!M$4:Q$1048576,5,FALSE))","v":330},1498500,561937.5,1552500,1674000,1.3333333333333333,30,12.570053699169309,0.46255715389207153,0.34054242658316669,394909.29368668288,1248493.2286986671,29700,6.8087209117035261,0.54166203857613437,"-","-","-","-","-"]
[null,{"$f":"'ورودی نیروها'!C204","v":"BASE"},{"$f":"'ورودی نیروها'!D204","v":3},{"$f":"'ورودی نیروها'!E204","v":"ACIS13"},"3 - ACIS13",{"$f":"ABS('ورودی نیروها'!H204)","v":295522.57},{"$f":"ABS('ورودی نیروها'!I204)","v":863102.08799999999},{"$f":"ABS('ورودی نیروها'!J204)","v":4221194.2189999996},{"$f":"VLOOKUP(C211,'ورودی نیروها'!M$4:P$1000000,2,FALSE)","v":60},{"$f":"VLOOKUP(C211,'ورودی نیروها'!M$4:P$1000000,3,FALSE)","v":45},{"$f":"VLOOKUP(C211,'ورودی نیروها'!M$4:P$1000000,4,FALSE)","v":2},150,90,{"$f":"IF(VLOOKUP(C211,'ورودی نیروها'!M$4:Q$1048576,5,FALSE)=0,IF(K211=1,2*L211+2*M211,IF(K211=2,L211+2*M211,IF(K211=3,2*L211+M211,L211+M211))),VLOOKUP(C211,'ورودی نیروها'!M$4:Q$1048576,5,FALSE))","v":330},1498500,561937.5,1552500,1674000,1.3333333333333333,30,12.570053699169309,0.46255715389207153,0.34054242658316669,399234.04534358426,1437495.722417095,29700,11.58663792661188,0.9217651892272809,"-","-","-","-","-"]
[null,{"$f":"'ورودی نیروها'!C205","v":"BASE"},{"$f":"'ورودی نیروها'!D205","v":3},{"$f":"'ورودی نیروها'!E205","v":"ACIS14"},"3 - ACIS14",{"$f":"ABS('ورودی نیروها'!H205)","v":230949.02},{"$f":"ABS('ورودی نیروها'!I205)","v":744747.07499999995},{"$f":"ABS('ورودی نیروها'!J205)","v":4247865.8959999997},{"$f":"VLOOKUP(C212,'ورودی نیروها'!M$4:P$1000000,2,FALSE)","v":60},{"$f":"VLOOKUP(C212,'ورودی نیروها'!M$4:P$1000000,3,FALSE)","v":45},{"$f":"VLOOKUP(C212,'ورودی نیروها'!M$4:P$1000000,4,FALSE)","v":2},150,90,{"$f":"IF(VLOOKUP(C212,'ورودی نیروها'!M$4:Q$1048576,5,FALSE)=0,IF(K212=1,2*L212+2*M212,IF(K212=2,L212+2*M212,IF(K212=3,2*L212+M212,L212+M212))),VLOOKUP(C212,'ورودی نیروها'!M$4:Q$1048576,5,FALSE))","v":330},1498500,561937.5,1552500,1674000,1.3333333333333333,30,12.570053699169309,0.46255715389207153,0.34054242658316669,344488.0873814451,1446578.5600237176,29700,9.3208712118648478,0.74151403287010753,"-","-","-","-","-"]
[null,{"$f":"'ورودی نیروها'!C206","v":"BASE"},{"$f":"'ورودی نیروها'!D206","v":3},{"$f":"'ورودی نیروها'!E206","v":"ACIS15"},"3 - ACIS15",{"$f":"ABS('ورودی نیروها'!H206)","v":284587.83},{"$f":"ABS('ورودی نیروها'!I206)","v":30664.683000000001},{"$f":"ABS('ورودی نیروها'!J206)","v":4185361.446},{"$f":"VLOOKUP(C213,'ورودی نیروها'!M$4:P$1000000,2,FALSE)","v":60},{"$f":"VLOOKUP(C213,'ورودی نیروها'!M$4:P$1000000,3,FALSE)","v":45},{"$f":"VLOOKUP(C213,'ورودی نیروها'!M$4:P$1000000,4,FALSE)","v":2},150,90,{"$f":"IF(VLOOKUP(C213,'ورودی نیروها'!M$4:Q$1048576,5,FALSE)=0,IF(K213=1,2*L213+2*M213,IF(K213=2,L213+2*M213,IF(K213=3,2*L213+M213,L213+M213))),VLOOKUP(C213,'ورودی نیروها'!M$4:Q$1048576,5,FALSE))","v":330},1498500,561937.5,1552500,1674000,1.3333333333333333,30,12.570053699169309,0.46255715389207153,0.34054242658316669,14184.16849348259,1425293.1429484715,29700,10.525386575336741,0.83733823476285629,"-","-","-","-","-"]
[null,{"$f":"'ورودی نیروها'!C207","v":"BASE"},{"$f":"'ورودی نیروها'!D207","v":3},{"$f":"'ورودی نیروها'!E207","v":"ACIS16"},"3 - ACIS16",{"$f":"ABS('ورودی نیروها'!H207)","v":220014.28},{"$f":"ABS('ورودی نیروها'!I207)","v":87690.33},{"$f":"ABS('ورودی نیروها'!J207)","v":4212033.1239999998},{"$f":"VLOOKUP(C214,'ورودی نیروها'!M$4:P$1000000,2,FALSE)","v":60},{"$f":"VLOOKUP(C214,'ورودی نیروها'!M$4:P$1000000,3,FALSE)","v":45},{"$f":"VLOOKUP(C214,'ورودی نیروها'!M$4:P$1000000,4,FALSE)","v":2},150,90,{"$f":"IF(VLOOKUP(C214,'ورودی نیروها'!M$4:Q$1048576,5,FALSE)=0,IF(K214=1,2*L214+2*M214,IF(K214=2,L214+2*M214,IF(K214=3,2*L214+M214,L214+M214))),VLOOKUP(C214,'ورودی نیروها'!M$4:Q$1048576,5,FALSE))","v":330},1498500,561937.5,1552500,1674000,1.3333333333333333,30,12.570053699169309,0.46255715389207153,0.34054242658316669,40561.789468656534,1434375.9808956361,29700,8.4039839207575628,0.66857183922077756,"-","-","-","-","-"]
[null,{"$f":"'ورودی نیروها'!C208","v":"BASE"},{"$f":"'ورودی نیروها'!D208","v":3},{"$f":"'ورودی نیروها'!E208","v":"ACIS17"},"3 - ACIS17",{"$f":"ABS('ورودی نیروها'!H208)","v":221891.95},{"$f":"ABS('ورودی نیروها'!I208)","v":1086342.02},{"$f":"ABS('ورودی نیروها'!J208)","v":3861419.49},{"$f":"VLOOKUP(C215,'ورودی نیروها'!M$4:P$1000000,2,FALSE)","v":60},{"$f":"VLOOKUP(C215,'ورودی نیروها'!M$4:P$1000000,3,FALSE)","v":45},{"$f":"VLOOKUP(C215,'ورودی نیروها'!M$4:P$1000000,4,FALSE)","v":2},150,90,{"$f":"IF(VLOOKUP(C215,'ورودی نیروها'!M$4:Q$1048576,5,FALSE)=0,IF(K215=1,2*L215+2*M215,IF(K215=2,L215+2*M215,IF(K215=3,2*L215+M215,L215+M215))),VLOOKUP(C215,'ورودی نیروها'!M$4:Q$1048576,5,FALSE))","v":330},1498500,561937.5,1552500,1674000,1.3333333333333333,30,12.570053699169309,0.46255715389207153,0.34054242658316669,502495.27292456385,1314977.163180134,29700,9.2123348006725081,0.73287951039392174,"-","-","-","-","-"]
[null,{"$f":"'ورودی نیروها'!C209","v":"BASE"},{"$f":"'ورودی نیروها'!D209","v":3},{"$f":"'ورودی نیروها'!E209","v":"ACIS18"},"3 - ACIS18",{"$f":"ABS('ورودی نیروها'!H209)","v":157318.39999999999},{"$f":"ABS('ورودی نیروها'!I209)","v":967987.00699999998},{"$f":"ABS('ورودی نیروها'!J209)","v":3834747.81},{"$f":"VLOOKUP(C216,'ورودی نیروها'!M$4:P$1000000,2,FALSE)","v":60},{"$f":"VLOOKUP(C216,'ورودی نیروها'!M$4:P$1000000,3,FALSE)","v":45},{"$f":"VLOOKUP(C216,'ورودی نیروها'!M$4:P$1000000,4,FALSE)","v":2},150,90,{"$f":"IF(VLOOKUP(C216,'ورودی نیروها'!M$4:Q$1048576,5,FALSE)=0,IF(K216=1,2*L216+2*M216,IF(K216=2,L216+2*M216,IF(K216=3,2*L216+M216,L216+M216))),VLOOKUP(C216,'ورودی نیروها'!M$4:Q$1048576,5,FALSE))","v":330},1498500,561937.5,1552500,1674000,1.3333333333333333,30,12.570053699169309,0.46255715389207153,0.34054242658316669,447749.31496242469,1305894.3245518843,29700,6.9348671672556685,0.55169749733956652,"-","-","-","-","-"]
[null,{"$f":"'ورودی نیروها'!C210","v":"BASE"},{"$f":"'ورودی نیروها'!D210","v":3},{"$f":"'ورودی نیروها'!E210","v":"ACIS19"},"3 - ACIS19",{"$f":"ABS('ورودی نیروها'!H210)","v":210957.21},{"$f":"ABS('ورودی نیروها'!I210)","v":253904.61499999999},{"$f":"ABS('ورودی نیروها'!J210)","v":3897252.26},{"$f":"VLOOKUP(C217,'ورودی نیروها'!M$4:P$1000000,2,FALSE)","v":60},{"$f":"VLOOKUP(C217,'ورودی نیروها'!M$4:P$1000000,3,FALSE)","v":45},{"$f":"VLOOKUP(C217,'ورودی نیروها'!M$4:P$1000000,4,FALSE)","v":2},150,90,{"$f":"IF(VLOOKUP(C217,'ورودی نیروها'!M$4:Q$1048576,5,FALSE)=0,IF(K217=1,2*L217+2*M217,IF(K217=2,L217+2*M217,IF(K217=3,2*L217+M217,L217+M217))),VLOOKUP(C217,'ورودی نیروها'!M$4:Q$1048576,5,FALSE))","v":330},1498500,561937.5,1552500,1674000,1.3333333333333333,30,12.570053699169309,0.46255715389207153,0.34054242658316669,117445.39607446217,1327179.7416271304,29700,8.1668033578776367,0.64970313996489448,"-","-","-","-","-"]
[null,{"$f":"'ورودی نیروها'!C211","v":"BASE"},{"$f":"'ورودی نیروها'!D211","v":3},{"$f":"'ورودی نیروها'!E211","v":"ACIS20"},"3 - ACIS20",{"$f":"ABS('ورودی نیروها'!H211)","v":157318.39999999999},{"$f":"ABS('ورودی نیروها'!I211)","v":967987.00699999998},{"$f":"ABS('ورودی نیروها'!J211)","v":3834747.81},{"$f":"VLOOKUP(C218,'ورودی نیروها'!M$4:P$1000000,2,FALSE)","v":60},{"$f":"VLOOKUP(C218,'ورودی نیروها'!M$4:P$1000000,3,FALSE)","v":45},{"$f":"VLOOKUP(C218,'ورودی نیروها'!M$4:P$1000000,4,FALSE)","v":2},150,90,{"$f":"IF(VLOOKUP(C218,'ورودی نیروها'!M$4:Q$1048576,5,FALSE)=0,IF(K218=1,2*L218+2*M218,IF(K218=2,L218+2*M218,IF(K218=3,2*L218+M218,L218+M218))),VLOOKUP(C218,'ورودی نیروها'!M$4:Q$1048576,5,FALSE))","v":330},1498500,561937.5,1552500,1674000,1.3333333333333333,30,12.570053699169309,0.46255715389207153,0.34054242658316669,447749.31496242469,1305894.3245518843,29700,6.9348671672556685,0.55169749733956652,"-","-","-","-","-"]
[null,{"$f":"'ورودی نیروها'!C212","v":"BASE"},{"$f":"'ورودی نیروها'!D212","v":3},{"$f":"'ورودی نیروها'!E212","v":"ACIS21"},"3 - ACIS21",{"$f":"ABS('ورودی نیروها'!H212)","v":289708.53999999998},{"$f":"ABS('ورودی نیروها'!I212)","v":757705.78300000005},{"$f":"ABS('ورودی نیروها'!J212)","v":3748071.852},{"$f":"VLOOKUP(C219,'ورودی نیروها'!M$4:P$1000000,2,FALSE)","v":60},{"$f":"VLOOKUP(C219,'ورودی نیروها'!M$4:P$1000000,3,FALSE)","v":45},{"$f":"VLOOKUP(C219,'ورودی نیروها'!M$4:P$1000000,4,FALSE)","v":2},150,90,{"$f":"IF(VLOOKUP(C219,'ورودی نیروها'!M$4:Q$1048576,5,FALSE)=0,IF(K219=1,2*L219+2*M219,IF(K219=2,L219+2*M219,IF(K219=3,2*L219+M219,L219+M219))),VLOOKUP(C219,'ورودی نیروها'!M$4:Q$1048576,5,FALSE))","v":330},1498500,561937.5,1552500,1674000,1.3333333333333333,30,12.570053699169309,0.46255715389207153,0.34054242658316669,350482.23047204356,1276377.4834881437,29700,11.200342826954165,0.89103380900388185,"-","-","-","-","-"]
[null,{"$f":"'ورودی نیروها'!C213","v":"BASE"},{"$f":"'ورودی نیروها'!D213","v":3},{"$f":"'ورودی نیروها'!E213","v":"ACIS22"},"3 - ACIS22",{"$f":"ABS('ورودی نیروها'!H213)","v":225134.98},{"$f":"ABS('ورودی نیروها'!I213)","v":639350.76899999997},{"$f":"ABS('ورودی نیروها'!J213)","v":3774743.5290000001},{"$f":"VLOOKUP(C220,'ورودی نیروها'!M$4:P$1000000,2,FALSE)","v":60},{"$f":"VLOOKUP(C220,'ورودی نیروها'!M$4:P$1000000,3,FALSE)","v":45},{"$f":"VLOOKUP(C220,'ورودی نیروها'!M$4:P$1000000,4,FALSE)","v":2},150,90,{"$f":"IF(VLOOKUP(C220,'ورودی نیروها'!M$4:Q$1048576,5,FALSE)=0,IF(K220=1,2*L220+2*M220,IF(K220=2,L220+2*M220,IF(K220=3,2*L220+M220,L220+M220))),VLOOKUP(C220,'ورودی نیروها'!M$4:Q$1048576,5,FALSE))","v":330},1498500,561937.5,1552500,1674000,1.3333333333333333,30,12.570053699169309,0.46255715389207153,0.34054242658316669,295736.27204734727,1285460.321094766,29700,8.9345757746836476,0.71078262579531293,"-","-","-","-","-"]
[null,{"$f":"'ورودی نیروها'!C214","v":"BASE"},{"$f":"'ورودی نیروها'!D214","v":3},{"$f":"'ورودی نیروها'!E214","v":"ACIS23"},"3 - ACIS23",{"$f":"ABS('ورودی نیروها'!H214)","v":278773.8},{"$f":"ABS('ورودی نیروها'!I214)","v":74731.622000000003},{"$f":"ABS('ورودی نیروها'!J214)","v":3712239.08},{"$f":"VLOOKUP(C221,'ورودی نیروها'!M$4:P$1000000,2,FALSE)","v":60},{"$f":"VLOOKUP(C221,'ورودی نیروها'!M$4:P$1000000,3,FALSE)","v":45},{"$f":"VLOOKUP(C221,'ورودی نیروها'!M$4:P$1000000,4,FALSE)","v":2},150,90,{"$f":"IF(VLOOKUP(C221,'ورودی نیروها'!M$4:Q$1048576,5,FALSE)=0,IF(K221=1,2*L221+2*M221,IF(K221=2,L221+2*M221,IF(K221=3,2*L221+M221,L221+M221))),VLOOKUP(C221,'ورودی نیروها'!M$4:Q$1048576,5,FALSE))","v":330},1498500,561937.5,1552500,1674000,1.3333333333333333,30,12.570053699169309,0.46255715389207153,0.34054242658316669,34567.646378058118,1264174.9043600622,29700,10.262121693237701,0.81639441953345615,"-","-","-","-","-"]
[null,{"$f":"'ورودی نیروها'!C215","v":"BASE"},{"$f":"'ورودی نیروها'!D215","v":3},{"$f":"'ورودی نیروها'!E215","v":"ACIS24"},"3 - ACIS24",{"$f":"ABS('ورودی نیروها'!H215)","v":214200.24},{"$f":"ABS('ورودی نیروها'!I215)","v":193086.636},{"$f":"ABS('ورودی نیروها'!J215)","v":3738910.7570000002},{"$f":"VLOOKUP(C222,'ورودی نیروها'!M$4:P$1000000,2,FALSE)","v":60},{"$f":"VLOOKUP(C222,'ورودی نیروها'!M$4:P$1000000,3,FALSE)","v":45},{"$f":"VLOOKUP(C222,'ورودی نیروها'!M$4:P$1000000,4,FALSE)","v":2},150,90,{"$f":"IF(VLOOKUP(C222,'ورودی نیروها'!M$4:Q$1048576,5,FALSE)=0,IF(K222=1,2*L222+2*M222,IF(K222=2,L222+2*M222,IF(K222=3,2*L222+M222,L222+M222))),VLOOKUP(C222,'ورودی نیروها'!M$4:Q$1048576,5,FALSE))","v":330},1498500,561937.5,1552500,1674000,1.3333333333333333,30,12.570053699169309,0.46255715389207153,0.34054242658316669,89313.604802754402,1273257.7419666848,29700,8.1912017847320904,0.65164413619596595,"-","-","-","-","-"]
[null,{"$f":"'ورودی نیروها'!C216","v":"BASE"},{"$f":"'ورودی نیروها'!D216","v":3},{"$f":"'ورودی نیروها'!E216","v":"ACIS25"},"3 - ACIS25",{"$f":"ABS('ورودی نیروها'!H216)","v":257512.85},{"$f":"ABS('ورودی نیروها'!I216)","v":1926686.8640000001},{"$f":"ABS('ورودی نیروها'!J216)","v":1227260.9709999999},{"$f":"VLOOKUP(C223,'ورودی نیروها'!M$4:P$1000000,2,FALSE)","v":60},{"$f":"VLOOKUP(C223,'ورودی نیروها'!M$4:P$1000000,3,FALSE)","v":45},{"$f":"VLOOKUP(C223,'ورودی نیروها'!M$4:P$1000000,4,FALSE)","v":2},150,90,{"$f":"IF(VLOOKUP(C223,'ورودی نیروها'!M$4:Q$1048576,5,FALSE)=0,IF(K223=1,2*L223+2*M223,IF(K223=2,L223+2*M223,IF(K223=3,2*L223+M223,L223+M223))),VLOOKUP(C223,'ورودی نیروها'!M$4:Q$1048576,5,FALSE))","v":330},1498500,561937.5,1552500,1674000,1.3333333333333333,30,12.570053699169309,0.46255715389207153,0.34054242658316669,891202.79225308076,417934.42911515333,29700,10.52561371651845,0.83735630478762668,"-","-","-","-","-"]
[null,{"$f":"'ورودی نیروها'!C217","v":"BASE"},{"$f":"'ورودی نیروها'!D217","v":3},{"$f":"'ورودی نیروها'!E217","v":"ACIS26"},"3 - ACIS26",{"$f":"ABS('ورودی نیروها'!H217)","v":192939.29},{"$f":"ABS('ورودی نیروها'!I217)","v":1808331.85},{"$f":"ABS('ورودی نیروها'!J217)","v":1200589.294},{"$f":"VLOOKUP(C224,'ورودی نیروها'!M$4:P$1000000,2,FALSE)","v":60},{"$f":"VLOOKUP(C224,'ورودی نیروها'!M$4:P$1000000,3,FALSE)","v":45},{"$f":"VLOOKUP(C224,'ورودی نیروها'!M$4:P$1000000,4,FALSE)","v":2},150,90,{"$f":"IF(VLOOKUP(C224,'ورودی نیروها'!M$4:Q$1048576,5,FALSE)=0,IF(K224=1,2*L224+2*M224,IF(K224=2,L224+2*M224,IF(K224=3,2*L224+M224,L224+M224))),VLOOKUP(C224,'ورودی نیروها'!M$4:Q$1048576,5,FALSE))","v":330},1498500,561937.5,1552500,1674000,1.3333333333333333,30,12.570053699169309,0.46255715389207153,0.34054242658316669,836456.83382838441,408851.59150853095,29700,8.2481457462361796,0.65617426493422681,"-","-","-","-","-"]
[null,{"$f":"'ورودی نیروها'!C218","v":"BASE"},{"$f":"'ورودی نیروها'!D218","v":3},{"$f":"'ورودی نیروها'!E218","v":"ACIS27"},"3 - ACIS27",{"$f":"ABS('ورودی نیروها'!H218)","v":279602.03000000003},{"$f":"ABS('ورودی نیروها'!I218)","v":1859714.8840000001},{"$f":"ABS('ورودی نیروها'!J218)","v":1197523.1399999999},{"$f":"VLOOKUP(C225,'ورودی نیروها'!M$4:P$1000000,2,FALSE)","v":60},{"$f":"VLOOKUP(C225,'ورودی نیروها'!M$4:P$1000000,3,FALSE)","v":45},{"$f":"VLOOKUP(C225,'ورودی نیروها'!M$4:P$1000000,4,FALSE)","v":2},150,90,{"$f":"IF(VLOOKUP(C225,'ورودی نیروها'!M$4:Q$1048576,5,FALSE)=0,IF(K225=1,2*L225+2*M225,IF(K225=2,L225+2*M225,IF(K225=3,2*L225+M225,L225+M225))),VLOOKUP(C225,'ورودی نیروها'!M$4:Q$1048576,5,FALSE))","v":330},1498500,561937.5,1552500,1674000,1.3333333333333333,30,12.570053699169309,0.46255715389207153,0.34054242658316669,860224.42379376397,407807.43598509324,29700,11.207706345090157,0.89161960746681757,"-","-","-","-","-"]
[null,{"$f":"'ورودی نیروها'!C219","v":"BASE"},{"$f":"'ورودی نیروها'!D219","v":3},{"$f":"'ورودی نیروها'!E219","v":"ACIS28"},"3 - ACIS28",{"$f":"ABS('ورودی نیروها'!H219)","v":192939.29},{"$f":"ABS('ورودی نیروها'!I219)","v":1808331.85},{"$f":"ABS('ورودی نیروها'!J219)","v":1200589.294},{"$f":"VLOOKUP(C226,'ورودی نیروها'!M$4:P$1000000,2,FALSE)","v":60},{"$f":"VLOOKUP(C226,'ورودی نیروها'!M$4:P$1000000,3,FALSE)","v":45},{"$f":"VLOOKUP(C226,'ورودی نیروها'!M$4:P$1000000,4,FALSE)","v":2},150,90,{"$f":"IF(VLOOKUP(C226,'ورودی نیروها'!M$4:Q$1048576,5,FALSE)=0,IF(K226=1,2*L226+2*M226,IF(K226=2,L226+2*M226,IF(K226=3,2*L226+M226,L226+M226))),VLOOKUP(C226,'ورودی نیروها'!M$4:Q$1048576,5,FALSE))","v":330},1498500,561937.5,1552500,1674000,1.3333333333333333,30,12.570053699169309,0.46255715389207153,0.34054242658316669,836456.83382838441,408851.59150853095,29700,8.2481457462361796,0.65617426493422681,"-","-","-","-","-"]
[null,{"$f":"'ورودی نیروها'!C220","v":"BASE"},{"$f":"'ورودی نیروها'!D220","v":3},{"$f":"'ورودی نیروها'!E220","v":"ACIS29"},"3 - ACIS29",{"$f":"ABS('ورودی نیروها'!H220)","v":221063.72},{"$f":"ABS('ورودی نیروها'!I220)","v":848104.48600000003},{"$f":"ABS('ورودی نیروها'!J220)","v":1346703.5460000001},{"$f":"VLOOKUP(C227,'ورودی نیروها'!M$4:P$1000000,2,FALSE)","v":60},{"$f":"VLOOKUP(C227,'ورودی نیروها'!M$4:P$1000000,3,FALSE)","v":45},{"$f":"VLOOKUP(C227,'ورودی نیروها'!M$4:P$1000000,4,FALSE)","v":2},150,90,{"$f":"IF(VLOOKUP(C227,'ورودی نیروها'!M$4:Q$1048576,5,FALSE)=0,IF(K227=1,2*L227+2*M227,IF(K227=2,L227+2*M227,IF(K227=3,2*L227+M227,L227+M227))),VLOOKUP(C227,'ورودی نیروها'!M$4:Q$1048576,5,FALSE))","v":330},1498500,561937.5,1552500,1674000,1.3333333333333333,30,12.570053699169309,0.46255715389207153,0.34054242658316669,392296.79724725825,458609.69344299525,29700,8.4367383074288949,0.67117758677406736,"-","-","-","-","-"]
[null,{"$f":"'ورودی نیروها'!C221","v":"BASE"},{"$f":"'ورودی نیروها'!D221","v":3},{"$f":"'ورودی نیروها'!E221","v":"ACIS30"},"3 - ACIS30",{"$f":"ABS('ورودی نیروها'!H221)","v":156490.16},{"$f":"ABS('ورودی نیروها'!I221)","v":966459.49899999995},{"$f":"ABS('ورودی نیروها'!J221)","v":1320031.8689999999},{"$f":"VLOOKUP(C228,'ورودی نیروها'!M$4:P$1000000,2,FALSE)","v":60},{"$f":"VLOOKUP(C228,'ورودی نیروها'!M$4:P$1000000,3,FALSE)","v":45},{"$f":"VLOOKUP(C228,'ورودی نیروها'!M$4:P$1000000,4,FALSE)","v":2},150,90,{"$f":"IF(VLOOKUP(C228,'ورودی نیروها'!M$4:Q$1048576,5,FALSE)=0,IF(K228=1,2*L228+2*M228,IF(K228=2,L228+2*M228,IF(K228=3,2*L228+M228,L228+M228))),VLOOKUP(C228,'ورودی نیروها'!M$4:Q$1048576,5,FALSE))","v":330},1498500,561937.5,1552500,1674000,1.3333333333333333,30,12.570053699169309,0.46255715389207153,0.34054242658316669,447042.75520939735,449526.85583637276,29700,6.3541174800883864,0.50549644672626159,"-","-","-","-","-"]
[null,{"$f":"'ورودی نیروها'!C222","v":"BASE"},{"$f":"'ورودی نیروها'!D222","v":3},{"$f":"'ورودی نیروها'!E222","v":"ACIS31"},"3 - ACIS31",{"$f":"ABS('ورودی نیروها'!H222)","v":243152.9},{"$f":"ABS('ورودی نیروها'!I222)","v":915076.46600000001},{"$f":"ABS('ورودی نیروها'!J222)","v":1078080.5660000001},{"$f":"VLOOKUP(C229,'ورودی نیروها'!M$4:P$1000000,2,FALSE)","v":60},{"$f":"VLOOKUP(C229,'ورودی نیروها'!M$4:P$1000000,3,FALSE)","v":45},{"$f":"VLOOKUP(C229,'ورودی نیروها'!M$4:P$1000000,4,FALSE)","v":2},150,90,{"$f":"IF(VLOOKUP(C229,'ورودی نیروها'!M$4:Q$1048576,5,FALSE)=0,IF(K229=1,2*L229+2*M229,IF(K229=2,L229+2*M229,IF(K229=3,2*L229+M229,L229+M229))),VLOOKUP(C229,'ورودی نیروها'!M$4:Q$1048576,5,FALSE))","v":330},1498500,561937.5,1552500,1674000,1.3333333333333333,30,12.570053699169309,0.46255715389207153,0.34054242658316669,423275.16570657498,367132.17199779383,29700,9.1766868054665913,0.73004356425884098,"-","-","-","-","-"]
[null,{"$f":"'ورودی نیروها'!C223","v":"BASE"},{"$f":"'ورودی نیروها'!D223","v":3},{"$f":"'ورودی نیروها'!E223","v":"ACIS32"},"3 - ACIS32",{"$f":"ABS('ورودی نیروها'!H223)","v":178579.35},{"$f":"ABS('ورودی نیروها'!I223)","v":1033431.4790000001},{"$f":"ABS('ورودی نیروها'!J223)","v":1104752.243},{"$f":"VLOOKUP(C230,'ورودی نیروها'!M$4:P$1000000,2,FALSE)","v":60},{"$f":"VLOOKUP(C230,'ورودی نیروها'!M$4:P$1000000,3,FALSE)","v":45},{"$f":"VLOOKUP(C230,'ورودی نیروها'!M$4:P$1000000,4,FALSE)","v":2},150,90,{"$f":"IF(VLOOKUP(C230,'ورودی نیروها'!M$4:Q$1048576,5,FALSE)=0,IF(K230=1,2*L230+2*M230,IF(K230=2,L230+2*M230,IF(K230=3,2*L230+M230,L230+M230))),VLOOKUP(C230,'ورودی نیروها'!M$4:Q$1048576,5,FALSE))","v":330},1498500,561937.5,1552500,1674000,1.3333333333333333,30,12.570053699169309,0.46255715389207153,0.34054242658316669,478021.12366871414,376215.00960441621,29700,7.105767232838172,0.56529330764177688,"-","-","-","-","-"]
[null,{"$f":"'ورودی نیروها'!C224","v":"BASE"},{"$f":"'ورودی نیروها'!D224","v":3},{"$f":"'ورودی نیروها'!E224","v":"ACIS34"},"3 - ACIS34",{"$f":"ABS('ورودی نیروها'!H224)","v":260901.05},{"$f":"ABS('ورودی نیروها'!I224)","v":1987955.9069999999},{"$f":"ABS('ورودی نیروها'!J224)","v":952216.745},{"$f":"VLOOKUP(C231,'ورودی نیروها'!M$4:P$1000000,2,FALSE)","v":60},{"$f":"VLOOKUP(C231,'ورودی نیروها'!M$4:P$1000000,3,FALSE)","v":45},{"$f":"VLOOKUP(C231,'ورودی نیروها'!M$4:P$1000000,4,FALSE)","v":2},150,90,{"$f":"IF(VLOOKUP(C231,'ورودی نیروها'!M$4:Q$1048576,5,FALSE)=0,IF(K231=1,2*L231+2*M231,IF(K231=2,L231+2*M231,IF(K231=3,2*L231+M231,L231+M231))),VLOOKUP(C231,'ورودی نیروها'!M$4:Q$1048576,5,FALSE))","v":330},1498500,561937.5,1552500,1674000,1.3333333333333333,30,12.570053699169309,0.46255715389207153,0.34054242658316669,919543.22640485154,324270.20097542444,29700,10.629796726219427,0.84564449608690984,"-","-","-","-","-"]
[null,{"$f":"'ورودی نیروها'!C225","v":"BASE"},{"$f":"'ورودی نیروها'!D225","v":3},{"$f":"'ورودی نیروها'!E225","v":"ACIS35"},"3 - ACIS35",{"$f":"ABS('ورودی نیروها'!H225)","v":282990.23},{"$f":"ABS('ورودی نیروها'!I225)","v":1920983.9269999999},{"$f":"ABS('ورودی نیروها'!J225)","v":1472567.3659999999},{"$f":"VLOOKUP(C232,'ورودی نیروها'!M$4:P$1000000,2,FALSE)","v":60},{"$f":"VLOOKUP(C232,'ورودی نیروها'!M$4:P$1000000,3,FALSE)","v":45},{"$f":"VLOOKUP(C232,'ورودی نیروها'!M$4:P$1000000,4,FALSE)","v":2},150,90,{"$f":"IF(VLOOKUP(C232,'ورودی نیروها'!M$4:Q$1048576,5,FALSE)=0,IF(K232=1,2*L232+2*M232,IF(K232=2,L232+2*M232,IF(K232=3,2*L232+M232,L232+M232))),VLOOKUP(C232,'ورودی نیروها'!M$4:Q$1048576,5,FALSE))","v":330},1498500,561937.5,1552500,1674000,1.3333333333333333,30,12.570053699169309,0.46255715389207153,0.34054242658316669,888564.85794553487,501471.66412482213,29700,11.43255180650093,0.90950699814881852,"-","-","-","-","-"]
[null,{"$f":"'ورودی نیروها'!C226","v":"BASE"},{"$f":"'ورودی نیروها'!D226","v":3},{"$f":"'ورودی نیروها'!E226","v":"ACIS36"},"3 - ACIS36",{"$f":"ABS('ورودی نیروها'!H226)","v":218416.68},{"$f":"ABS('ورودی نیروها'!I226)","v":1802628.9140000001},{"$f":"ABS('ورودی نیروها'!J226)","v":1499239.0430000001},{"$f":"VLOOKUP(C233,'ورودی نیروها'!M$4:P$1000000,2,FALSE)","v":60},{"$f":"VLOOKUP(C233,'ورودی نیروها'!M$4:P$1000000,3,FALSE)","v":45},{"$f":"VLOOKUP(C233,'ورودی نیروها'!M$4:P$1000000,4,FALSE)","v":2},150,90,{"$f":"IF(VLOOKUP(C233,'ورودی نیروها'!M$4:Q$1048576,5,FALSE)=0,IF(K233=1,2*L233+2*M233,IF(K233=2,L233+2*M233,IF(K233=3,2*L233+M233,L233+M233))),VLOOKUP(C233,'ورودی نیروها'!M$4:Q$1048576,5,FALSE))","v":330},1498500,561937.5,1552500,1674000,1.3333333333333333,30,12.570053699169309,0.46255715389207153,0.34054242658316669,833818.89998339582,510554.50173144462,29700,9.166785091753896,0.72925584179164504,"-","-","-","-","-"]
[null,{"$f":"'ورودی نیروها'!C227","v":"BASE"},{"$f":"'ورودی نیروها'!D227","v":3},{"$f":"'ورودی نیروها'!E227","v":"ACIS37"},"3 - ACIS37",{"$f":"ABS('ورودی نیروها'!H227)","v":217675.51999999999},{"$f":"ABS('ورودی نیروها'!I227)","v":909373.52899999998},{"$f":"ABS('ورودی نیروها'!J227)","v":1621747.7720000001},{"$f":"VLOOKUP(C234,'ورودی نیروها'!M$4:P$1000000,2,FALSE)","v":60},{"$f":"VLOOKUP(C234,'ورودی نیروها'!M$4:P$1000000,3,FALSE)","v":45},{"$f":"VLOOKUP(C234,'ورودی نیروها'!M$4:P$1000000,4,FALSE)","v":2},150,90,{"$f":"IF(VLOOKUP(C234,'ورودی نیروها'!M$4:Q$1048576,5,FALSE)=0,IF(K234=1,2*L234+2*M234,IF(K234=2,L234+2*M234,IF(K234=3,2*L234+M234,L234+M234))),VLOOKUP(C234,'ورودی نیروها'!M$4:Q$1048576,5,FALSE))","v":330},1498500,561937.5,1552500,1674000,1.3333333333333333,30,12.570053699169309,0.46255715389207153,0.34054242658316669,420637.23139902914,552273.9215827242,29700,8.4334221526780517,0.67091377288510501,"-","-","-","-","-"]
[null,{"$f":"'ورودی نیروها'!C228","v":"BASE"},{"$f":"'ورودی نیروها'!D228","v":3},{"$f":"'ورودی نیروها'!E228","v":"ACIS38"},"3 - ACIS38",{"$f":"ABS('ورودی نیروها'!H228)","v":153101.96},{"$f":"ABS('ورودی نیروها'!I228)","v":1027728.542},{"$f":"ABS('ورودی نیروها'!J228)","v":1595076.095},{"$f":"VLOOKUP(C235,'ورودی نیروها'!M$4:P$1000000,2,FALSE)","v":60},{"$f":"VLOOKUP(C235,'ورودی نیروها'!M$4:P$1000000,3,FALSE)","v":45},{"$f":"VLOOKUP(C235,'ورودی نیروها'!M$4:P$1000000,4,FALSE)","v":2},150,90,{"$f":"IF(VLOOKUP(C235,'ورودی نیروها'!M$4:Q$1048576,5,FALSE)=0,IF(K235=1,2*L235+2*M235,IF(K235=2,L235+2*M235,IF(K235=3,2*L235+M235,L235+M235))),VLOOKUP(C235,'ورودی نیروها'!M$4:Q$1048576,5,FALSE))","v":330},1498500,561937.5,1552500,1674000,1.3333333333333333,30,12.570053699169309,0.46255715389207153,0.34054242658316669,475383.1893611683,543191.08397610171,29700,6.3508013253375442,0.50523263283729936,"-","-","-","-","-"]
[null,{"$f":"'ورودی نیروها'!C229","v":"BASE"},{"$f":"'ورودی نیروها'!D229","v":3},{"$f":"'ورودی نیروها'!E229","v":"ACIS39"},"3 - ACIS39",{"$f":"ABS('ورودی نیروها'!H229)","v":239764.71},{"$f":"ABS('ورودی نیروها'!I229)","v":976345.50899999996},{"$f":"ABS('ورودی نیروها'!J229)","v":803036.33900000004},{"$f":"VLOOKUP(C236,'ورودی نیروها'!M$4:P$1000000,2,FALSE)","v":60},{"$f":"VLOOKUP(C236,'ورودی نیروها'!M$4:P$1000000,3,FALSE)","v":45},{"$f":"VLOOKUP(C236,'ورودی نیروها'!M$4:P$1000000,4,FALSE)","v":2},150,90,{"$f":"IF(VLOOKUP(C236,'ورودی نیروها'!M$4:Q$1048576,5,FALSE)=0,IF(K236=1,2*L236+2*M236,IF(K236=2,L236+2*M236,IF(K236=3,2*L236+M236,L236+M236))),VLOOKUP(C236,'ورودی نیروها'!M$4:Q$1048576,5,FALSE))","v":330},1498500,561937.5,1552500,1674000,1.3333333333333333,30,12.570053699169309,0.46255715389207153,0.34054242658316669,451615.59985834587,273467.94351752248,29700,9.0527085354869392,0.72018057775562139,"-","-","-","-","-"]
[null,{"$f":"'ورودی نیروها'!C230","v":"BASE"},{"$f":"'ورودی نیروها'!D230","v":3},{"$f":"'ورودی نیروها'!E230","v":"ACIS40"},"3 - ACIS40",{"$f":"ABS('ورودی نیروها'!H230)","v":175191.15},{"$f":"ABS('ورودی نیروها'!I230)","v":1094700.5220000001},{"$f":"ABS('ورودی نیروها'!J230)","v":829708.01599999995},{"$f":"VLOOKUP(C237,'ورودی نیروها'!M$4:P$1000000,2,FALSE)","v":60},{"$f":"VLOOKUP(C237,'ورودی نیروها'!M$4:P$1000000,3,FALSE)","v":45},{"$f":"VLOOKUP(C237,'ورودی نیروها'!M$4:P$1000000,4,FALSE)","v":2},150,90,{"$f":"IF(VLOOKUP(C237,'ورودی نیروها'!M$4:Q$1048576,5,FALSE)=0,IF(K237=1,2*L237+2*M237,IF(K237=2,L237+2*M237,IF(K237=3,2*L237+M237,L237+M237))),VLOOKUP(C237,'ورودی نیروها'!M$4:Q$1048576,5,FALSE))","v":330},1498500,561937.5,1552500,1674000,1.3333333333333333,30,12.570053699169309,0.46255715389207153,0.34054242658316669,506361.55782048509,282550.78112414485,29700,6.9817886261581839,0.55543029435264668,"-","-","-","-","-"]
[null,{"$f":"'ورودی نیروها'!C231","v":"BASE"},{"$f":"'ورودی نیروها'!D231","v":3},{"$f":"'ورودی نیروها'!E231","v":"ACIS41"},"3 - ACIS41",{"$f":"ABS('ورودی نیروها'!H231)","v":254124.65},{"$f":"ABS('ورودی نیروها'!I231)","v":1865417.821},{"$f":"ABS('ورودی نیروها'!J231)","v":1502305.1980000001},{"$f":"VLOOKUP(C238,'ورودی نیروها'!M$4:P$1000000,2,FALSE)","v":60},{"$f":"VLOOKUP(C238,'ورودی نیروها'!M$4:P$1000000,3,FALSE)","v":45},{"$f":"VLOOKUP(C238,'ورودی نیروها'!M$4:P$1000000,4,FALSE)","v":2},150,90,{"$f":"IF(VLOOKUP(C238,'ورودی نیروها'!M$4:Q$1048576,5,FALSE)=0,IF(K238=1,2*L238+2*M238,IF(K238=2,L238+2*M238,IF(K238=3,2*L238+M238,L238+M238))),VLOOKUP(C238,'ورودی نیروها'!M$4:Q$1048576,5,FALSE))","v":330},1498500,561937.5,1552500,1674000,1.3333333333333333,30,12.570053699169309,0.46255715389207153,0.34054242658316669,862862.35810130974,511598.65759542474,29700,10.421430707036821,0.82906811350579357,"-","-","-","-","-"]
[null,{"$f":"'ورودی نیروها'!C232","v":"BASE"},{"$f":"'ورودی نیروها'!D232","v":3},{"$f":"'ورودی نیروها'!E232","v":"ACIS42"},"3 - ACIS42",{"$f":"ABS('ورودی نیروها'!H232)","v":189551.09},{"$f":"ABS('ورودی نیروها'!I232)","v":1747062.807},{"$f":"ABS('ورودی نیروها'!J232)","v":1475633.5209999999},{"$f":"VLOOKUP(C239,'ورودی نیروها'!M$4:P$1000000,2,FALSE)","v":60},{"$f":"VLOOKUP(C239,'ورودی نیروها'!M$4:P$1000000,3,FALSE)","v":45},{"$f":"VLOOKUP(C239,'ورودی نیروها'!M$4:P$1000000,4,FALSE)","v":2},150,90,{"$f":"IF(VLOOKUP(C239,'ورودی نیروها'!M$4:Q$1048576,5,FALSE)=0,IF(K239=1,2*L239+2*M239,IF(K239=2,L239+2*M239,IF(K239=3,2*L239+M239,L239+M239))),VLOOKUP(C239,'ورودی نیروها'!M$4:Q$1048576,5,FALSE))","v":330},1498500,561937.5,1552500,1674000,1.3333333333333333,30,12.570053699169309,0.46255715389207153,0.34054242658316669,808116.39967661351,502515.81998880225,29700,8.1439627367545526,0.64788607365239381,"-","-","-","-","-"]
[null,{"$f":"'ورودی نیروها'!C233","v":"BASE"},{"$f":"'ورودی نیروها'!D233","v":3},{"$f":"'ورودی نیروها'!E233","v":"ACIS43"},"3 - ACIS43",{"$f":"ABS('ورودی نیروها'!H233)","v":276213.83},{"$f":"ABS('ورودی نیروها'!I233)","v":1798445.841},{"$f":"ABS('ورودی نیروها'!J233)","v":922478.91399999999},{"$f":"VLOOKUP(C240,'ورودی نیروها'!M$4:P$1000000,2,FALSE)","v":60},{"$f":"VLOOKUP(C240,'ورودی نیروها'!M$4:P$1000000,3,FALSE)","v":45},{"$f":"VLOOKUP(C240,'ورودی نیروها'!M$4:P$1000000,4,FALSE)","v":2},150,90,{"$f":"IF(VLOOKUP(C240,'ورودی نیروها'!M$4:Q$1048576,5,FALSE)=0,IF(K240=1,2*L240+2*M240,IF(K240=2,L240+2*M240,IF(K240=3,2*L240+M240,L240+M240))),VLOOKUP(C240,'ورودی نیروها'!M$4:Q$1048576,5,FALSE))","v":330},1498500,561937.5,1552500,1674000,1.3333333333333333,30,12.570053699169309,0.46255715389207153,0.34054242658316669,831883.98964199296,314143.20784536435,29700,10.982860883679383,0.8737322167848165,"-","-","-","-","-"]
[null,{"$f":"'ورودی نیروها'!C234","v":"BASE"},{"$f":"'ورودی نیروها'!D234","v":3},{"$f":"'ورودی نیروها'!E234","v":"ACIS44"},"3 - ACIS44",{"$f":"ABS('ورودی نیروها'!H234)","v":211640.28},{"$f":"ABS('ورودی نیروها'!I234)","v":1680090.827},{"$f":"ABS('ورودی نیروها'!J234)","v":949150.59100000001},{"$f":"VLOOKUP(C241,'ورودی نیروها'!M$4:P$1000000,2,FALSE)","v":60},{"$f":"VLOOKUP(C241,'ورودی نیروها'!M$4:P$1000000,3,FALSE)","v":45},{"$f":"VLOOKUP(C241,'ورودی نیروها'!M$4:P$1000000,4,FALSE)","v":2},150,90,{"$f":"IF(VLOOKUP(C241,'ورودی نیروها'!M$4:Q$1048576,5,FALSE)=0,IF(K241=1,2*L241+2*M241,IF(K241=2,L241+2*M241,IF(K241=3,2*L241+M241,L241+M241))),VLOOKUP(C241,'ورودی نیروها'!M$4:Q$1048576,5,FALSE))","v":330},1498500,561937.5,1552500,1674000,1.3333333333333333,30,12.570053699169309,0.46255715389207153,0.34054242658316669,777138.03121729672,323226.04545198678,29700,8.7170941681092025,0.69348106036215829,"-","-","-","-","-"]
[null,{"$f":"'ورودی نیروها'!C235","v":"BASE"},{"$f":"'ورودی نیروها'!D235","v":3},{"$f":"'ورودی نیروها'!E235","v":"ACIS45"},"3 - ACIS45",{"$f":"ABS('ورودی نیروها'!H235)","v":224451.92},{"$f":"ABS('ورودی نیروها'!I235)","v":786835.44299999997},{"$f":"ABS('ورودی نیروها'!J235)","v":1071659.3189999999},{"$f":"VLOOKUP(C242,'ورودی نیروها'!M$4:P$1000000,2,FALSE)","v":60},{"$f":"VLOOKUP(C242,'ورودی نیروها'!M$4:P$1000000,3,FALSE)","v":45},{"$f":"VLOOKUP(C242,'ورودی نیروها'!M$4:P$1000000,4,FALSE)","v":2},150,90,{"$f":"IF(VLOOKUP(C242,'ورودی نیروها'!M$4:Q$1048576,5,FALSE)=0,IF(K242=1,2*L242+2*M242,IF(K242=2,L242+2*M242,IF(K242=3,2*L242+M242,L242+M242))),VLOOKUP(C242,'ورودی نیروها'!M$4:Q$1048576,5,FALSE))","v":330},1498500,561937.5,1552500,1674000,1.3333333333333333,30,12.570053699169309,0.46255715389207153,0.34054242658316669,363956.36309548724,364945.4649627239,29700,8.4400544619603881,0.67144140064557944,"-","-","-","-","-"]
[null,{"$f":"'ورودی نیروها'!C236","v":"BASE"},{"$f":"'ورودی نیروها'!D236","v":3},{"$f":"'ورودی نیروها'!E236","v":"ACIS46"},"3 - ACIS46",{"$f":"ABS('ورودی نیروها'!H236)","v":159878.35999999999},{"$f":"ABS('ورودی نیروها'!I236)","v":905190.45600000001},{"$f":"ABS('ورودی نیروها'!J236)","v":1044987.642},{"$f":"VLOOKUP(C243,'ورودی نیروها'!M$4:P$1000000,2,FALSE)","v":60},{"$f":"VLOOKUP(C243,'ورودی نیروها'!M$4:P$1000000,3,FALSE)","v":45},{"$f":"VLOOKUP(C243,'ورودی نیروها'!M$4:P$1000000,4,FALSE)","v":2},150,90,{"$f":"IF(VLOOKUP(C243,'ورودی نیروها'!M$4:Q$1048576,5,FALSE)=0,IF(K243=1,2*L243+2*M243,IF(K243=2,L243+2*M243,IF(K243=3,2*L243+M243,L243+M243))),VLOOKUP(C243,'ورودی نیروها'!M$4:Q$1048576,5,FALSE))","v":330},1498500,561937.5,1552500,1674000,1.3333333333333333,30,12.570053699169309,0.46255715389207153,0.34054242658316669,418702.3210576264,355862.62735610147,29700,6.3574336346198779,0.50576026059777357,"-","-","-","-","-"]
[null,{"$f":"'ورودی نیروها'!C237","v":"BASE"},{"$f":"'ورودی نیروها'!D237","v":3},{"$f":"'ورودی نیروها'!E237","v":"ACIS47"},"3 - ACIS47",{"$f":"ABS('ورودی نیروها'!H237)","v":246541.1},{"$f":"ABS('ورودی نیروها'!I237)","v":853807.42200000002},{"$f":"ABS('ورودی نیروها'!J237)","v":1353124.7919999999},{"$f":"VLOOKUP(C244,'ورودی نیروها'!M$4:P$1000000,2,FALSE)","v":60},{"$f":"VLOOKUP(C244,'ورودی نیروها'!M$4:P$1000000,3,FALSE)","v":45},{"$f":"VLOOKUP(C244,'ورودی نیروها'!M$4:P$1000000,4,FALSE)","v":2},150,90,{"$f":"IF(VLOOKUP(C244,'ورودی نیروها'!M$4:Q$1048576,5,FALSE)=0,IF(K244=1,2*L244+2*M244,IF(K244=2,L244+2*M244,IF(K244=3,2*L244+M244,L244+M244))),VLOOKUP(C244,'ورودی نیروها'!M$4:Q$1048576,5,FALSE))","v":330},1498500,561937.5,1552500,1674000,1.3333333333333333,30,12.570053699169309,0.46255715389207153,0.34054242658316669,394934.73109224689,460796.40013752267,29700,9.3006654111040845,0.73990657746503652,"-","-","-","-","-"]
[null,{"$f":"'ورودی نیروها'!C238","v":"BASE"},{"$f":"'ورودی نیروها'!D238","v":3},{"$f":"'ورودی نیروها'!E238","v":"ACIS48"},"3 - ACIS48",{"$f":"ABS('ورودی نیروها'!H238)","v":181967.55},{"$f":"ABS('ورودی نیروها'!I238)","v":972162.43599999999},{"$f":"ABS('ورودی نیروها'!J238)","v":1379796.469},{"$f":"VLOOKUP(C245,'ورودی نیروها'!M$4:P$1000000,2,FALSE)","v":60},{"$f":"VLOOKUP(C245,'ورودی نیروها'!M$4:P$1000000,3,FALSE)","v":45},{"$f":"VLOOKUP(C245,'ورودی نیروها'!M$4:P$1000000,4,FALSE)","v":2},150,90,{"$f":"IF(VLOOKUP(C245,'ورودی نیروها'!M$4:Q$1048576,5,FALSE)=0,IF(K245=1,2*L245+2*M245,IF(K245=2,L245+2*M245,IF(K245=3,2*L245+M245,L245+M245))),VLOOKUP(C245,'ورودی نیروها'!M$4:Q$1048576,5,FALSE))","v":330},1498500,561937.5,1552500,1674000,1.3333333333333333,30,12.570053699169309,0.46255715389207153,0.34054242658316669,449680.68951694312,469879.23774414515,29700,7.2297458392988103,0.57515632091345703,"-","-","-","-","-"]
[null,{"$f":"'ورودی نیروها'!C239","v":"BASE"},{"$f":"'ورودی نیروها'!D239","v":3},{"$f":"'ورودی نیروها'!E239","v":"ACIS49"},"3 - ACIS49",{"$f":"ABS('ورودی نیروها'!H239)","v":139302.04999999999},{"$f":"ABS('ورودی نیروها'!I239)","v":840731.91099999996},{"$f":"ABS('ورودی نیروها'!J239)","v":4094428.97},{"$f":"VLOOKUP(C246,'ورودی نیروها'!M$4:P$1000000,2,FALSE)","v":60},{"$f":"VLOOKUP(C246,'ورودی نیروها'!M$4:P$1000000,3,FALSE)","v":45},{"$f":"VLOOKUP(C246,'ورودی نیروها'!M$4:P$1000000,4,FALSE)","v":2},150,90,{"$f":"IF(VLOOKUP(C246,'ورودی نیروها'!M$4:Q$1048576,5,FALSE)=0,IF(K246=1,2*L246+2*M246,IF(K246=2,L246+2*M246,IF(K246=3,2*L246+M246,L246+M246))),VLOOKUP(C246,'ورودی نیروها'!M$4:Q$1048576,5,FALSE))","v":330},1498500,561937.5,1552500,1674000,1.3333333333333333,30,12.570053699169309,0.46255715389207153,0.34054242658316669,388886.55993840238,1394326.7769162159,29700,6.2804677306504093,0.49963730314576571,"-","-","-","-","-"]
[null,{"$f":"'ورودی نیروها'!C240","v":"BASE"},{"$f":"'ورودی نیروها'!D240","v":3},{"$f":"'ورودی نیروها'!E240","v":"ACIS50"},"3 - ACIS50",{"$f":"ABS('ورودی نیروها'!H240)","v":74728.5},{"$f":"ABS('ورودی نیروها'!I240)","v":722376.89800000004},{"$f":"ABS('ورودی نیروها'!J240)","v":4067757.29},{"$f":"VLOOKUP(C247,'ورودی نیروها'!M$4:P$1000000,2,FALSE)","v":60},{"$f":"VLOOKUP(C247,'ورودی نیروها'!M$4:P$1000000,3,FALSE)","v":45},{"$f":"VLOOKUP(C247,'ورودی نیروها'!M$4:P$1000000,4,FALSE)","v":2},150,90,{"$f":"IF(VLOOKUP(C247,'ورودی نیروها'!M$4:Q$1048576,5,FALSE)=0,IF(K247=1,2*L247+2*M247,IF(K247=2,L247+2*M247,IF(K247=3,2*L247+M247,L247+M247))),VLOOKUP(C247,'ورودی نیروها'!M$4:Q$1048576,5,FALSE))","v":330},1498500,561937.5,1552500,1674000,1.3333333333333333,30,12.570053699169309,0.46255715389207153,0.34054242658316669,334140.60197626328,1385243.9382879662,29700,4.0030000972335715,0.3184552900914106,"-","-","-","-","-"]
[null,{"$f":"'ورودی نیروها'!C241","v":"BASE"},{"$f":"'ورودی نیروها'!D241","v":3},{"$f":"'ورودی نیروها'!E241","v":"ACIS51"},"3 - ACIS51",{"$f":"ABS('ورودی نیروها'!H241)","v":128367.31},{"$f":"ABS('ورودی نیروها'!I241)","v":8294.5059999999994},{"$f":"ABS('ورودی نیروها'!J241)","v":4130261.74},{"$f":"VLOOKUP(C248,'ورودی نیروها'!M$4:P$1000000,2,FALSE)","v":60},{"$f":"VLOOKUP(C248,'ورودی نیروها'!M$4:P$1000000,3,FALSE)","v":45},{"$f":"VLOOKUP(C248,'ورودی نیروها'!M$4:P$1000000,4,FALSE)","v":2},150,90,{"$f":"IF(VLOOKUP(C248,'ورودی نیروها'!M$4:Q$1048576,5,FALSE)=0,IF(K248=1,2*L248+2*M248,IF(K248=2,L248+2*M248,IF(K248=3,2*L248+M248,L248+M248))),VLOOKUP(C248,'ورودی نیروها'!M$4:Q$1048576,5,FALSE))","v":330},1498500,561937.5,1552500,1674000,1.3333333333333333,30,12.570053699169309,0.46255715389207153,0.34054242658316669,3836.6830883007106,1406529.3553632123,29700,5.2349362878555405,0.41646093271673856,"-","-","-","-","-"]
[null,{"$f":"'ورودی نیروها'!C242","v":"BASE"},{"$f":"'ورودی نیروها'!D242","v":3},{"$f":"'ورودی نیروها'!E242","v":"ACIS52"},"3 - ACIS52",{"$f":"ABS('ورودی نیروها'!H242)","v":63793.760000000002},{"$f":"ABS('ورودی نیروها'!I242)","v":110060.507},{"$f":"ABS('ورودی نیروها'!J242)","v":4103590.07},{"$f":"VLOOKUP(C249,'ورودی نیروها'!M$4:P$1000000,2,FALSE)","v":60},{"$f":"VLOOKUP(C249,'ورودی نیروها'!M$4:P$1000000,3,FALSE)","v":45},{"$f":"VLOOKUP(C249,'ورودی نیروها'!M$4:P$1000000,4,FALSE)","v":2},150,90,{"$f":"IF(VLOOKUP(C249,'ورودی نیروها'!M$4:Q$1048576,5,FALSE)=0,IF(K249=1,2*L249+2*M249,IF(K249=2,L249+2*M249,IF(K249=3,2*L249+M249,L249+M249))),VLOOKUP(C249,'ورودی نیروها'!M$4:Q$1048576,5,FALSE))","v":330},1498500,561937.5,1552500,1674000,1.3333333333333333,30,12.570053699169309,0.46255715389207153,0.34054242658316669,50909.274873838418,1397446.5201403869,29700,3.1386606036862479,0.24969349207264452,"-","-","-","-","-"]
[null,{"$f":"'ورودی نیروها'!C243","v":"BASE"},{"$f":"'ورودی نیروها'!D243","v":3},{"$f":"'ورودی نیروها'!E243","v":"ACIS54"},"3 - ACIS54",{"$f":"ABS('ورودی نیروها'!H243)","v":212932.67},{"$f":"ABS('ورودی نیروها'!I243)","v":617491.97900000005},{"$f":"ABS('ورودی نیروها'!J243)","v":3988184.733},{"$f":"VLOOKUP(C250,'ورودی نیروها'!M$4:P$1000000,2,FALSE)","v":60},{"$f":"VLOOKUP(C250,'ورودی نیروها'!M$4:P$1000000,3,FALSE)","v":45},{"$f":"VLOOKUP(C250,'ورودی نیروها'!M$4:P$1000000,4,FALSE)","v":2},150,90,{"$f":"IF(VLOOKUP(C250,'ورودی نیروها'!M$4:Q$1048576,5,FALSE)=0,IF(K250=1,2*L250+2*M250,IF(K250=2,L250+2*M250,IF(K250=3,2*L250+M250,L250+M250))),VLOOKUP(C250,'ورودی نیروها'!M$4:Q$1048576,5,FALSE))","v":330},1498500,561937.5,1552500,1674000,1.3333333333333333,30,12.570053699169309,0.46255715389207153,0.34054242658316669,285625.3323574228,1358146.1066377587,29700,8.5525491306539259,0.6803908189524378,"-","-","-","-","-"]
[null,{"$f":"'ورودی نیروها'!C244","v":"BASE"},{"$f":"'ورودی نیروها'!D244","v":3},{"$f":"'ورودی نیروها'!E244","v":"ACIS55"},"3 - ACIS55",{"$f":"ABS('ورودی نیروها'!H244)","v":201997.93},{"$f":"ABS('ورودی نیروها'!I244)","v":214945.42600000001},{"$f":"ABS('ورودی نیروها'!J244)","v":3952351.9610000001},{"$f":"VLOOKUP(C251,'ورودی نیروها'!M$4:P$1000000,2,FALSE)","v":60},{"$f":"VLOOKUP(C251,'ورودی نیروها'!M$4:P$1000000,3,FALSE)","v":45},{"$f":"VLOOKUP(C251,'ورودی نیروها'!M$4:P$1000000,4,FALSE)","v":2},150,90,{"$f":"IF(VLOOKUP(C251,'ورودی نیروها'!M$4:Q$1048576,5,FALSE)=0,IF(K251=1,2*L251+2*M251,IF(K251=2,L251+2*M251,IF(K251=3,2*L251+M251,L251+M251))),VLOOKUP(C251,'ورودی نیروها'!M$4:Q$1048576,5,FALSE))","v":330},1498500,561937.5,1552500,1674000,1.3333333333333333,30,12.570053699169309,0.46255715389207153,0.34054242658316669,99424.544492678877,1345943.5275096775,29700,7.8451611344825469,0.62411516467912898,"-","-","-","-","-"]
[null,{"$f":"'ورودی نیروها'!C245","v":"BASE"},{"$f":"'ورودی نیروها'!D245","v":3},{"$f":"'ورودی نیروها'!E245","v":"ACIS56"},"3 - ACIS56",{"$f":"ABS('ورودی نیروها'!H245)","v":137424.38},{"$f":"ABS('ورودی نیروها'!I245)","v":333300.44},{"$f":"ABS('ورودی نیروها'!J245)","v":3979023.6379999998},{"$f":"VLOOKUP(C252,'ورودی نیروها'!M$4:P$1000000,2,FALSE)","v":60},{"$f":"VLOOKUP(C252,'ورودی نیروها'!M$4:P$1000000,3,FALSE)","v":45},{"$f":"VLOOKUP(C252,'ورودی نیروها'!M$4:P$1000000,4,FALSE)","v":2},150,90,{"$f":"IF(VLOOKUP(C252,'ورودی نیروها'!M$4:Q$1048576,5,FALSE)=0,IF(K252=1,2*L252+2*M252,IF(K252=2,L252+2*M252,IF(K252=3,2*L252+M252,L252+M252))),VLOOKUP(C252,'ورودی نیروها'!M$4:Q$1048576,5,FALSE))","v":330},1498500,561937.5,1552500,1674000,1.3333333333333333,30,12.570053699169309,0.46255715389207153,0.34054242658316669,154170.50291737515,1355026.3651162998,29700,5.7742415626772745,0.4593649081275496,"-","-","-","-","-"]
[null,{"$f":"'ورودی نیروها'!C246","v":"BASE"},{"$f":"'ورودی نیروها'!D246","v":3},{"$f":"'ورودی نیروها'!E246","v":"ACIS57"},"3 - ACIS57",{"$f":"ABS('ورودی نیروها'!H246)","v":136395.03},{"$f":"ABS('ورودی نیروها'!I246)","v":788033.75800000003},{"$f":"ABS('ورودی نیروها'!J246)","v":4330990.1500000004},{"$f":"VLOOKUP(C253,'ورودی نیروها'!M$4:P$1000000,2,FALSE)","v":60},{"$f":"VLOOKUP(C253,'ورودی نیروها'!M$4:P$1000000,3,FALSE)","v":45},{"$f":"VLOOKUP(C253,'ورودی نیروها'!M$4:P$1000000,4,FALSE)","v":2},150,90,{"$f":"IF(VLOOKUP(C253,'ورودی نیروها'!M$4:Q$1048576,5,FALSE)=0,IF(K253=1,2*L253+2*M253,IF(K253=2,L253+2*M253,IF(K253=3,2*L253+M253,L253+M253))),VLOOKUP(C253,'ورودی نیروها'!M$4:Q$1048576,5,FALSE))","v":330},1498500,561937.5,1552500,1674000,1.3333333333333333,30,12.570053699169309,0.46255715389207153,0.34054242658316669,364510.65227135347,1474885.8951887933,29700,6.1910998753364961,0.49252771893453684,"-","-","-","-","-"]
[null,{"$f":"'ورودی نیروها'!C247","v":"BASE"},{"$f":"'ورودی نیروها'!D247","v":3},{"$f":"'ورودی نیروها'!E247","v":"ACIS58"},"3 - ACIS58",{"$f":"ABS('ورودی نیروها'!H247)","v":71821.48},{"$f":"ABS('ورودی نیروها'!I247)","v":669678.745},{"$f":"ABS('ورودی نیروها'!J247)","v":4304318.4800000004},{"$f":"VLOOKUP(C254,'ورودی نیروها'!M$4:P$1000000,2,FALSE)","v":60},{"$f":"VLOOKUP(C254,'ورودی نیروها'!M$4:P$1000000,3,FALSE)","v":45},{"$f":"VLOOKUP(C254,'ورودی نیروها'!M$4:P$1000000,4,FALSE)","v":2},150,90,{"$f":"IF(VLOOKUP(C254,'ورودی نیروها'!M$4:Q$1048576,5,FALSE)=0,IF(K254=1,2*L254+2*M254,IF(K254=2,L254+2*M254,IF(K254=3,2*L254+M254,L254+M254))),VLOOKUP(C254,'ورودی نیروها'!M$4:Q$1048576,5,FALSE))","v":330},1498500,561937.5,1552500,1674000,1.3333333333333333,30,12.570053699169309,0.46255715389207153,0.34054242658316669,309764.6943092143,1465803.0599659679,29700,3.9136322441131668,0.31134570605468448,"-","-","-","-","-"]
[null,{"$f":"'ورودی نیروها'!C248","v":"BASE"},{"$f":"'ورودی نیروها'!D248","v":3},{"$f":"'ورودی نیروها'!E248","v":"ACIS59"},"3 - ACIS59",{"$f":"ABS('ورودی نیروها'!H248)","v":125460.3},{"$f":"ABS('ورودی نیروها'!I248)","v":44403.646999999997},{"$f":"ABS('ورودی نیروها'!J248)","v":4366822.93},{"$f":"VLOOKUP(C255,'ورودی نیروها'!M$4:P$1000000,2,FALSE)","v":60},{"$f":"VLOOKUP(C255,'ورودی نیروها'!M$4:P$1000000,3,FALSE)","v":45},{"$f":"VLOOKUP(C255,'ورودی نیروها'!M$4:P$1000000,4,FALSE)","v":2},150,90,{"$f":"IF(VLOOKUP(C255,'ورودی نیروها'!M$4:Q$1048576,5,FALSE)=0,IF(K255=1,2*L255+2*M255,IF(K255=2,L255+2*M255,IF(K255=3,2*L255+M255,L255+M255))),VLOOKUP(C255,'ورودی نیروها'!M$4:Q$1048576,5,FALSE))","v":330},1498500,561937.5,1552500,1674000,1.3333333333333333,30,12.570053699169309,0.46255715389207153,0.34054242658316669,20539.224578748221,1487088.4770412138,29700,5.2186702269487579,0.41516689998656359,"-","-","-","-","-"]
[null,{"$f":"'ورودی نیروها'!C249","v":"BASE"},{"$f":"'ورودی نیروها'!D249","v":3},{"$f":"'ورودی نیروها'!E249","v":"ACIS60"},"3 - ACIS60",{"$f":"ABS('ورودی نیروها'!H249)","v":60886.74},{"$f":"ABS('ورودی نیروها'!I249)","v":162758.66},{"$f":"ABS('ورودی نیروها'!J249)","v":4340151.25},{"$f":"VLOOKUP(C256,'ورودی نیروها'!M$4:P$1000000,2,FALSE)","v":60},{"$f":"VLOOKUP(C256,'ورودی نیروها'!M$4:P$1000000,3,FALSE)","v":45},{"$f":"VLOOKUP(C256,'ورودی نیروها'!M$4:P$1000000,4,FALSE)","v":2},150,90,{"$f":"IF(VLOOKUP(C256,'ورودی نیروها'!M$4:Q$1048576,5,FALSE)=0,IF(K256=1,2*L256+2*M256,IF(K256=2,L256+2*M256,IF(K256=3,2*L256+M256,L256+M256))),VLOOKUP(C256,'ورودی نیروها'!M$4:Q$1048576,5,FALSE))","v":330},1498500,561937.5,1552500,1674000,1.3333333333333333,30,12.570053699169309,0.46255715389207153,0.34054242658316669,75285.182540887341,1478005.6384129641,29700,3.1360493989501959,0.24948575988640698,"-","-","-","-","-"]
[null,{"$f":"'ورودی نیروها'!C250","v":"BASE"},{"$f":"'ورودی نیروها'!D250","v":3},{"$f":"'ورودی نیروها'!E250","v":"ACIS61"},"3 - ACIS61",{"$f":"ABS('ورودی نیروها'!H250)","v":215839.69},{"$f":"ABS('ورودی نیروها'!I250)","v":670190.13100000005},{"$f":"ABS('ورودی نیروها'!J250)","v":4224745.9170000004},{"$f":"VLOOKUP(C257,'ورودی نیروها'!M$4:P$1000000,2,FALSE)","v":60},{"$f":"VLOOKUP(C257,'ورودی نیروها'!M$4:P$1000000,3,FALSE)","v":45},{"$f":"VLOOKUP(C257,'ورودی نیروها'!M$4:P$1000000,4,FALSE)","v":2},150,90,{"$f":"IF(VLOOKUP(C257,'ورودی نیروها'!M$4:Q$1048576,5,FALSE)=0,IF(K257=1,2*L257+2*M257,IF(K257=2,L257+2*M257,IF(K257=3,2*L257+M257,L257+M257))),VLOOKUP(C257,'ورودی نیروها'!M$4:Q$1048576,5,FALSE))","v":330},1498500,561937.5,1552500,1674000,1.3333333333333333,30,12.570053699169309,0.46255715389207153,0.34054242658316669,310001.23956191458,1438705.2262725059,29700,8.745696848531054,0.6957565224330754,"-","-","-","-","-"]
[null,{"$f":"'ورودی نیروها'!C251","v":"BASE"},{"$f":"'ورودی نیروها'!D251","v":3},{"$f":"'ورودی نیروها'!E251","v":"ACIS62"},"3 - ACIS62",{"$f":"ABS('ورودی نیروها'!H251)","v":151266.13},{"$f":"ABS('ورودی نیروها'!I251)","v":551835.11800000002},{"$f":"ABS('ورودی نیروها'!J251)","v":4251417.5939999996},{"$f":"VLOOKUP(C258,'ورودی نیروها'!M$4:P$1000000,2,FALSE)","v":60},{"$f":"VLOOKUP(C258,'ورودی نیروها'!M$4:P$1000000,3,FALSE)","v":45},{"$f":"VLOOKUP(C258,'ورودی نیروها'!M$4:P$1000000,4,FALSE)","v":2},150,90,{"$f":"IF(VLOOKUP(C258,'ورودی نیروها'!M$4:Q$1048576,5,FALSE)=0,IF(K258=1,2*L258+2*M258,IF(K258=2,L258+2*M258,IF(K258=3,2*L258+M258,L258+M258))),VLOOKUP(C258,'ورودی نیروها'!M$4:Q$1048576,5,FALSE))","v":330},1498500,561937.5,1552500,1674000,1.3333333333333333,30,12.570053699169309,0.46255715389207153,0.34054242658316669,255255.28159977545,1447788.0638791281,29700,6.4799297970836838,0.5155053392899912,"-","-","-","-","-"]
[null,{"$f":"'ورودی نیروها'!C252","v":"BASE"},{"$f":"'ورودی نیروها'!D252","v":3},{"$f":"'ورودی نیروها'!E252","v":"ACIS64"},"3 - ACIS64",{"$f":"ABS('ورودی نیروها'!H252)","v":204904.95},{"$f":"ABS('ورودی نیروها'!I252)","v":162247.27299999999},{"$f":"ABS('ورودی نیروها'!J252)","v":4188913.1439999999},{"$f":"VLOOKUP(C259,'ورودی نیروها'!M$4:P$1000000,2,FALSE)","v":60},{"$f":"VLOOKUP(C259,'ورودی نیروها'!M$4:P$1000000,3,FALSE)","v":45},{"$f":"VLOOKUP(C259,'ورودی نیروها'!M$4:P$1000000,4,FALSE)","v":2},150,90,{"$f":"IF(VLOOKUP(C259,'ورودی نیروها'!M$4:Q$1048576,5,FALSE)=0,IF(K259=1,2*L259+2*M259,IF(K259=2,L259+2*M259,IF(K259=3,2*L259+M259,L259+M259))),VLOOKUP(C259,'ورودی نیروها'!M$4:Q$1048576,5,FALSE))","v":330},1498500,561937.5,1552500,1674000,1.3333333333333333,30,12.570053699169309,0.46255715389207153,0.34054242658316669,75048.636825629932,1426502.646803882,29700,7.9515522023856082,0.63257901618280965,"-","-","-","-","-"]
[null,{"$f":"'ورودی نیروها'!C253","v":"BASE"},{"$f":"'ورودی نیروها'!D253","v":3},{"$f":"'ورودی نیروها'!E253","v":"ACIS65"},"3 - ACIS65",{"$f":"ABS('ورودی نیروها'!H253)","v":142209.07},{"$f":"ABS('ورودی نیروها'!I253)","v":893430.06400000001},{"$f":"ABS('ورودی نیروها'!J253)","v":3857867.79},{"$f":"VLOOKUP(C260,'ورودی نیروها'!M$4:P$1000000,2,FALSE)","v":60},{"$f":"VLOOKUP(C260,'ورودی نیروها'!M$4:P$1000000,3,FALSE)","v":45},{"$f":"VLOOKUP(C260,'ورودی نیروها'!M$4:P$1000000,4,FALSE)","v":2},150,90,{"$f":"IF(VLOOKUP(C260,'ورودی نیروها'!M$4:Q$1048576,5,FALSE)=0,IF(K260=1,2*L260+2*M260,IF(K260=2,L260+2*M260,IF(K260=3,2*L260+M260,L260+M260))),VLOOKUP(C260,'ورودی نیروها'!M$4:Q$1048576,5,FALSE))","v":330},1498500,561937.5,1552500,1674000,1.3333333333333333,30,12.570053699169309,0.46255715389207153,0.34054242658316669,413262.4676054513,1313767.6586436385,29700,6.3698355859643243,0.50674688735699469,"-","-","-","-","-"]
[null,{"$f":"'ورودی نیروها'!C254","v":"BASE"},{"$f":"'ورودی نیروها'!D254","v":3},{"$f":"'ورودی نیروها'!E254","v":"ACIS67"},"3 - ACIS67",{"$f":"ABS('ورودی نیروها'!H254)","v":77635.509999999995},{"$f":"ABS('ورودی نیروها'!I254)","v":775075.05},{"$f":"ABS('ورودی نیروها'!J254)","v":3831196.11},{"$f":"VLOOKUP(C261,'ورودی نیروها'!M$4:P$1000000,2,FALSE)","v":60},{"$f":"VLOOKUP(C261,'ورودی نیروها'!M$4:P$1000000,3,FALSE)","v":45},{"$f":"VLOOKUP(C261,'ورودی نیروها'!M$4:P$1000000,4,FALSE)","v":2},150,90,{"$f":"IF(VLOOKUP(C261,'ورودی نیروها'!M$4:Q$1048576,5,FALSE)=0,IF(K261=1,2*L261+2*M261,IF(K261=2,L261+2*M261,IF(K261=3,2*L261+M261,L261+M261))),VLOOKUP(C261,'ورودی نیروها'!M$4:Q$1048576,5,FALSE))","v":330},1498500,561937.5,1552500,1674000,1.3333333333333333,30,12.570053699169309,0.46255715389207153,0.34054242658316669,358516.50918075506,1304684.8200153888,29700,4.0923676150240027,0.32556484745124409,"-","-","-","-","-"]
[null,{"$f":"'ورودی نیروها'!C255","v":"BASE"},{"$f":"'ورودی نیروها'!D255","v":3},{"$f":"'ورودی نیروها'!E255","v":"ACIS68"},"3 - ACIS68",{"$f":"ABS('ورودی نیروها'!H255)","v":66700.77},{"$f":"ABS('ورودی نیروها'!I255)","v":57362.355000000003},{"$f":"ABS('ورودی نیروها'!J255)","v":3867028.88},{"$f":"VLOOKUP(C262,'ورودی نیروها'!M$4:P$1000000,2,FALSE)","v":60},{"$f":"VLOOKUP(C262,'ورودی نیروها'!M$4:P$1000000,3,FALSE)","v":45},{"$f":"VLOOKUP(C262,'ورودی نیروها'!M$4:P$1000000,4,FALSE)","v":2},150,90,{"$f":"IF(VLOOKUP(C262,'ورودی نیروها'!M$4:Q$1048576,5,FALSE)=0,IF(K262=1,2*L262+2*M262,IF(K262=2,L262+2*M262,IF(K262=3,2*L262+M262,L262+M262))),VLOOKUP(C262,'ورودی نیروها'!M$4:Q$1048576,5,FALSE))","v":330},1498500,561937.5,1552500,1674000,1.3333333333333333,30,12.570053699169309,0.46255715389207153,0.34054242658316669,26533.36766934664,1316887.3984623852,29700,3.1412714703516,0.24990119736395325,"-","-","-","-","-"]
[null,{"$f":"'ورودی نیروها'!C256","v":"BASE"},{"$f":"'ورودی نیروها'!D256","v":3},{"$f":"'ورودی نیروها'!E256","v":"ACIS69"},"3 - ACIS69",{"$f":"ABS('ورودی نیروها'!H256)","v":210025.65},{"$f":"ABS('ورودی نیروها'!I256)","v":564793.826},{"$f":"ABS('ورودی نیروها'!J256)","v":3751623.55},{"$f":"VLOOKUP(C263,'ورودی نیروها'!M$4:P$1000000,2,FALSE)","v":60},{"$f":"VLOOKUP(C263,'ورودی نیروها'!M$4:P$1000000,3,FALSE)","v":45},{"$f":"VLOOKUP(C263,'ورودی نیروها'!M$4:P$1000000,4,FALSE)","v":2},150,90,{"$f":"IF(VLOOKUP(C263,'ورودی نیروها'!M$4:Q$1048576,5,FALSE)=0,IF(K263=1,2*L263+2*M263,IF(K263=2,L263+2*M263,IF(K263=3,2*L263+M263,L263+M263))),VLOOKUP(C263,'ورودی نیروها'!M$4:Q$1048576,5,FALSE))","v":330},1498500,561937.5,1552500,1674000,1.3333333333333333,30,12.570053699169309,0.46255715389207153,0.34054242658316669,261249.42469037388,1277586.9873435542,29700,8.3594014121730034,0.66502511542376574,"-","-","-","-","-"]
[null,{"$f":"'ورودی نیروها'!C257","v":"BASE"},{"$f":"'ورودی نیروها'!D257","v":3},{"$f":"'ورودی نیروها'!E257","v":"ACIS70"},"3 - ACIS70",{"$f":"ABS('ورودی نیروها'!H257)","v":145452.1},{"$f":"ABS('ورودی نیروها'!I257)","v":446438.81300000002},{"$f":"ABS('ورودی نیروها'!J257)","v":3778295.227},{"$f":"VLOOKUP(C264,'ورودی نیروها'!M$4:P$1000000,2,FALSE)","v":60},{"$f":"VLOOKUP(C264,'ورودی نیروها'!M$4:P$1000000,3,FALSE)","v":45},{"$f":"VLOOKUP(C264,'ورودی نیروها'!M$4:P$1000000,4,FALSE)","v":2},150,90,{"$f":"IF(VLOOKUP(C264,'ورودی نیروها'!M$4:Q$1048576,5,FALSE)=0,IF(K264=1,2*L264+2*M264,IF(K264=2,L264+2*M264,IF(K264=3,2*L264+M264,L264+M264))),VLOOKUP(C264,'ورودی نیروها'!M$4:Q$1048576,5,FALSE))","v":330},1498500,561937.5,1552500,1674000,1.3333333333333333,30,12.570053699169309,0.46255715389207153,0.34054242658316669,206503.46672823475,1286669.8249501765,29700,6.0936346974259692,0.48477395906659226,"-","-","-","-","-"]
[null,{"$f":"'ورودی نیروها'!C258","v":"BASE"},{"$f":"'ورودی نیروها'!D258","v":3},{"$f":"'ورودی نیروها'!E258","v":"ACIS71"},"3 - ACIS71",{"$f":"ABS('ورودی نیروها'!H258)","v":199090.91},{"$f":"ABS('ورودی نیروها'!I258)","v":267643.57900000003},{"$f":"ABS('ورودی نیروها'!J258)","v":3715790.7779999999},{"$f":"VLOOKUP(C265,'ورودی نیروها'!M$4:P$1000000,2,FALSE)","v":60},{"$f":"VLOOKUP(C265,'ورودی نیروها'!M$4:P$1000000,3,FALSE)","v":45},{"$f":"VLOOKUP(C265,'ورودی نیروها'!M$4:P$1000000,4,FALSE)","v":2},150,90,{"$f":"IF(VLOOKUP(C265,'ورودی نیروها'!M$4:Q$1048576,5,FALSE)=0,IF(K265=1,2*L265+2*M265,IF(K265=2,L265+2*M265,IF(K265=3,2*L265+M265,L265+M265))),VLOOKUP(C265,'ورودی نیروها'!M$4:Q$1048576,5,FALSE))","v":330},1498500,561937.5,1552500,1674000,1.3333333333333333,30,12.570053699169309,0.46255715389207153,0.34054242658316669,123800.45215972782,1265384.4082154727,29700,7.7387700665794865,0.6156513131754483,"-","-","-","-","-"]
[null,{"$f":"'ورودی نیروها'!C259","v":"BASE"},{"$f":"'ورودی نیروها'!D259","v":3},{"$f":"'ورودی نیروها'!E259","v":"ACIS72"},"3 - ACIS72",{"$f":"ABS('ورودی نیروها'!H259)","v":134517.35999999999},{"$f":"ABS('ورودی نیروها'!I259)","v":385998.592},{"$f":"ABS('ورودی نیروها'!J259)","v":3742462.4550000001},{"$f":"VLOOKUP(C266,'ورودی نیروها'!M$4:P$1000000,2,FALSE)","v":60},{"$f":"VLOOKUP(C266,'ورودی نیروها'!M$4:P$1000000,3,FALSE)","v":45},{"$f":"VLOOKUP(C266,'ورودی نیروها'!M$4:P$1000000,4,FALSE)","v":2},150,90,{"$f":"IF(VLOOKUP(C266,'ورودی نیروها'!M$4:Q$1048576,5,FALSE)=0,IF(K266=1,2*L266+2*M266,IF(K266=2,L266+2*M266,IF(K266=3,2*L266+M266,L266+M266))),VLOOKUP(C266,'ورودی نیروها'!M$4:Q$1048576,5,FALSE))","v":330},1498500,561937.5,1552500,1674000,1.3333333333333333,30,12.570053699169309,0.46255715389207153,0.34054242658316669,178546.41012186694,1274467.2458220953,29700,5.6678504939510654,0.45090105655838408,"-","-","-","-","-"]
[null,{"$f":"'ورودی نیروها'!C260","v":"BASE"},{"$f":"'ورودی نیروها'!D260","v":3},{"$f":"'ورودی نیروها'!E260","v":"ACIS73"},"3 - ACIS73",{"$f":"ABS('ورودی نیروها'!H260)","v":177829.96},{"$f":"ABS('ورودی نیروها'!I260)","v":1733774.9069999999},{"$f":"ABS('ورودی نیروها'!J260)","v":1223709.273},{"$f":"VLOOKUP(C267,'ورودی نیروها'!M$4:P$1000000,2,FALSE)","v":60},{"$f":"VLOOKUP(C267,'ورودی نیروها'!M$4:P$1000000,3,FALSE)","v":45},{"$f":"VLOOKUP(C267,'ورودی نیروها'!M$4:P$1000000,4,FALSE)","v":2},150,90,{"$f":"IF(VLOOKUP(C267,'ورودی نیروها'!M$4:Q$1048576,5,FALSE)=0,IF(K267=1,2*L267+2*M267,IF(K267=2,L267+2*M267,IF(K267=3,2*L267+M267,L267+M267))),VLOOKUP(C267,'ورودی نیروها'!M$4:Q$1048576,5,FALSE))","v":330},1498500,561937.5,1552500,1674000,1.3333333333333333,30,12.570053699169309,0.46255715389207153,0.34054242658316669,801969.98647141096,416724.92525974283,29700,7.6831141647254846,0.61122365493420472,"-","-","-","-","-"]
[null,{"$f":"'ورودی نیروها'!C261","v":"BASE"},{"$f":"'ورودی نیروها'!D261","v":3},{"$f":"'ورودی نیروها'!E261","v":"ACIS74"},{"$f":"CONCATENATE(C268,\" - \",D268)","v":"3 - ACIS74"},{"$f":"ABS('ورودی نیروها'!H261)","v":113256.41},{"$f":"ABS('ورودی نیروها'!I261)","v":1615419.8940000001},{"$f":"ABS('ورودی نیروها'!J261)","v":1197037.5959999999},{"$f":"VLOOKUP(C268,'ورودی نیروها'!M$4:P$1000000,2,FALSE)","v":60},{"$f":"VLOOKUP(C268,'ورودی نیروها'!M$4:P$1000000,3,FALSE)","v":45},{"$f":"VLOOKUP(C268,'ورودی نیروها'!M$4:P$1000000,4,FALSE)","v":2},{"$f":"IF(OR(K268=1,K268=2),I268+$C$6,I268+($C$6/2))","v":150},{"$f":"IF(OR(K268=1,K268=3),J268+$C$6,J268+($C$6/2))","v":90},{"$f":"IF(VLOOKUP(C268,'ورودی نیروها'!M$4:Q$1048576,5,FALSE)=0,IF(K268=1,2*L268+2*M268,IF(K268=2,L268+2*M268,IF(K268=3,2*L268+M268,L268+M268))),VLOOKUP(C268,'ورودی نیروها'!M$4:Q$1048576,5,FALSE))","v":330},{"$f":"IF(K268=1,(L268*$C$6*(L268+3*M268)+$C$6^3)/3,IF(K268=2,(2*M268^2*$C$6*(M268+2*L268)+$C$6^3*(2*M268+L268))/(6*M268),IF(K268=3,M268*$C$6*(M268+6*L268)/6,($C$6*(L268+4*M268)+$C$6^3*(L268+M268))/(6*L268))))","v":1498500},{"$f":"IF(K268=1,(L268*$C$6*(L268+3*M268)+$C$6^3)/3,IF(K268=2,(2*M268^2*$C$6*(M268+2*L268)+$C$6^3*(2*M268+L268))/(6*(L268+M268)),IF(K268=3,(M268*$C$6*(M268+6*L268)+$C$6^3)/6,(L268^2*$C$6*(L268+4*M268)+$C$6^3*(L268+M268))/(6*(L268+2*M268)))))","v":561937.5},{"$f":"IF(K268=1,(M268*$C$6*(M268+3*L268)+$C$6^3)/3,IF(K268=2,L268*$C$6*(L268+6*M268)/6,IF(K268=3,(2*L268^2*$C$6*(L268+2*M268)+$C$6^3*(2*L268+M268))/(6*L268),($C$6*(M268+4*L268)+$C$6^3*(M268+L268))/(6*M268))))","v":1552500},{"$f":"IF(K268=1,(M268*$C$6*(M268+3*L268)+$C$6^3)/3,IF(K268=2,(L268*$C$6*(L268+6*M268)+$C$6^3)/6,IF(K268=3,(2*L268^2*$C$6*(L268+2*M268)+$C$6^3*(2*L268+M268))/(6*(M268+L268)),(M268^2*$C$6*(M268+4*L268)+$C$6^3*(M268+L268))/(6*(M268+2*L268)))))","v":1674000},{"$f":"MAX(I268:J268)/MIN(I268:J268)","v":1.3333333333333333},{"$f":"IF(K268=1,40,IF(K268=4,20,30))","v":30},{"$f":"MIN(0.53*$C$5*(1+(2/S268))*SQRT($C$4),0.53*$C$5*(1+((T268*$C$6)/(2*N268)))*SQRT($C$4),1.06*$C$5*SQRT($C$4))","v":12.570053699169309},{"$f":"1-(1/((1+(2/3)*SQRT(L268/M268))))","v":0.46255715389207153},{"$f":"1-(1/((1+(2/3)*SQRT(M268/L268))))","v":0.34054242658316669},{"$f":"V268*G268","v":747224.02850927191},{"$f":"W268*H268","v":407642.08765312034},{"$f":"N268*$C$6","v":29700},{"$f":"(F268/Z268)+(X268/MIN(O268:P268))+(Y268/MIN(Q268:R268))","v":5.4056465319666982},{"$f":"AA268/U268","v":0.43004164193220035},{"$f":"IF(AB268<=1,\"-\",F268/$C$5)","v":"-"},{"$f":"IF(AB268<=1,\"-\",3*U268*N268*$C$6/$C$5)","v":"-"},{"$f":"IF(AB268<=1,\"-\",IF(AC268<=AD268,\"OK\",\"NOT OK\"))","v":"-"},{"$f":"IF(AB268<=1,\"-\",IF(OR($C$6>=15,$C$6>=16*($C$8/10)),\"OK\",\"NOT OK\"))","v":"-"},{"$f":"IF(OR(AE268=\"NOT OK\",AF268=\"NOT OK\"),\"CANT USE\",IF(AB268<=1,\"-\",(AA268-U268)*N268/($C$5*$C$7)))","v":"-"}]
[null,{"$f":"'ورودی نیروها'!C262","v":"BASE"},{"$f":"'ورودی نیروها'!D262","v":3},{"$f":"'ورودی نیروها'!E262","v":"ACIS75"},"3 - ACIS75",{"$f":"ABS('ورودی نیروها'!H262)","v":199919.15},{"$f":"ABS('ورودی نیروها'!I262)","v":1666802.9269999999},{"$f":"ABS('ورودی نیروها'!J262)","v":1201074.838},{"$f":"VLOOKUP(C269,'ورودی نیروها'!M$4:P$1000000,2,FALSE)","v":60},{"$f":"VLOOKUP(C269,'ورودی نیروها'!M$4:P$1000000,3,FALSE)","v":45},{"$f":"VLOOKUP(C269,'ورودی نیروها'!M$4:P$1000000,4,FALSE)","v":2},150,90,{"$f":"IF(VLOOKUP(C269,'ورودی نیروها'!M$4:Q$1048576,5,FALSE)=0,IF(K269=1,2*L269+2*M269,IF(K269=2,L269+2*M269,IF(K269=3,2*L269+M269,L269+M269))),VLOOKUP(C269,'ورودی نیروها'!M$4:Q$1048576,5,FALSE))","v":330},1498500,561937.5,1552500,1674000,1.3333333333333333,30,12.570053699169309,0.46255715389207153,0.34054242658316669,770991.61801209417,409016.93984050385,29700,8.3667652670093293,0.66561094067261195,"-","-","-","-","-"]
[null,{"$f":"'ورودی نیروها'!C263","v":"BASE"},{"$f":"'ورودی نیروها'!D263","v":3},{"$f":"'ورودی نیروها'!E263","v":"ACIS76"},"3 - ACIS76",{"$f":"ABS('ورودی نیروها'!H263)","v":135345.59},{"$f":"ABS('ورودی نیروها'!I263)","v":1548447.9140000001},{"$f":"ABS('ورودی نیروها'!J263)","v":1227746.5149999999},{"$f":"VLOOKUP(C270,'ورودی نیروها'!M$4:P$1000000,2,FALSE)","v":60},{"$f":"VLOOKUP(C270,'ورودی نیروها'!M$4:P$1000000,3,FALSE)","v":45},{"$f":"VLOOKUP(C270,'ورودی نیروها'!M$4:P$1000000,4,FALSE)","v":2},150,90,{"$f":"IF(VLOOKUP(C270,'ورودی نیروها'!M$4:Q$1048576,5,FALSE)=0,IF(K270=1,2*L270+2*M270,IF(K270=2,L270+2*M270,IF(K270=3,2*L270+M270,L270+M270))),VLOOKUP(C270,'ورودی نیروها'!M$4:Q$1048576,5,FALSE))","v":330},1498500,561937.5,1552500,1674000,1.3333333333333333,30,12.570053699169309,0.46255715389207153,0.34054242658316669,716245.66004995513,418099.77744712622,29700,6.1009982155619591,0.48535975752952776,"-","-","-","-","-"]
[null,{"$f":"'ورودی نیروها'!C264","v":"BASE"},{"$f":"'ورودی نیروها'!D264","v":3},{"$f":"'ورودی نیروها'!E264","v":"ACIS78"},"3 - ACIS78",{"$f":"ABS('ورودی نیروها'!H264)","v":141380.82999999999},{"$f":"ABS('ورودی نیروها'!I264)","v":1041016.442},{"$f":"ABS('ورودی نیروها'!J264)","v":1343151.848},{"$f":"VLOOKUP(C271,'ورودی نیروها'!M$4:P$1000000,2,FALSE)","v":60},{"$f":"VLOOKUP(C271,'ورودی نیروها'!M$4:P$1000000,3,FALSE)","v":45},{"$f":"VLOOKUP(C271,'ورودی نیروها'!M$4:P$1000000,4,FALSE)","v":2},150,90,{"$f":"IF(VLOOKUP(C271,'ورودی نیروها'!M$4:Q$1048576,5,FALSE)=0,IF(K271=1,2*L271+2*M271,IF(K271=2,L271+2*M271,IF(K271=3,2*L271+M271,L271+M271))),VLOOKUP(C271,'ورودی نیروها'!M$4:Q$1048576,5,FALSE))","v":330},1498500,561937.5,1552500,1674000,1.3333333333333333,30,12.570053699169309,0.46255715389207153,0.34054242658316669,481529.6025663708,457400.18958758464,29700,5.9118285429357327,0.47031052407726909,"-","-","-","-","-"]
[null,{"$f":"'ورودی نیروها'!C265","v":"BASE"},{"$f":"'ورودی نیروها'!D265","v":3},{"$f":"'ورودی نیروها'!E265","v":"ACIS79"},"3 - ACIS79",{"$f":"ABS('ورودی نیروها'!H265)","v":163470.01999999999},{"$f":"ABS('ورودی نیروها'!I265)","v":1107988.422},{"$f":"ABS('ورودی نیروها'!J265)","v":1081632.263},{"$f":"VLOOKUP(C272,'ورودی نیروها'!M$4:P$1000000,2,FALSE)","v":60},{"$f":"VLOOKUP(C272,'ورودی نیروها'!M$4:P$1000000,3,FALSE)","v":45},{"$f":"VLOOKUP(C272,'ورودی نیروها'!M$4:P$1000000,4,FALSE)","v":2},150,90,{"$f":"IF(VLOOKUP(C272,'ورودی نیروها'!M$4:Q$1048576,5,FALSE)=0,IF(K272=1,2*L272+2*M272,IF(K272=2,L272+2*M272,IF(K272=3,2*L272+M272,L272+M272))),VLOOKUP(C272,'ورودی نیروها'!M$4:Q$1048576,5,FALSE))","v":330},1498500,561937.5,1552500,1674000,1.3333333333333333,30,12.570053699169309,0.46255715389207153,0.34054242658316669,512507.97102568753,368341.67551266198,29700,6.6533355144662165,0.52930048460380896,"-","-","-","-","-"]
[null,{"$f":"'ورودی نیروها'!C266","v":"BASE"},{"$f":"'ورودی نیروها'!D266","v":3},{"$f":"'ورودی نیروها'!E266","v":"ACIS80"},"3 - ACIS80",{"$f":"ABS('ورودی نیروها'!H266)","v":98896.46},{"$f":"ABS('ورودی نیروها'!I266)","v":1226343.436},{"$f":"ABS('ورودی نیروها'!J266)","v":1108303.9410000001},{"$f":"VLOOKUP(C273,'ورودی نیروها'!M$4:P$1000000,2,FALSE)","v":60},{"$f":"VLOOKUP(C273,'ورودی نیروها'!M$4:P$1000000,3,FALSE)","v":45},{"$f":"VLOOKUP(C273,'ورودی نیروها'!M$4:P$1000000,4,FALSE)","v":2},150,90,{"$f":"IF(VLOOKUP(C273,'ورودی نیروها'!M$4:Q$1048576,5,FALSE)=0,IF(K273=1,2*L273+2*M273,IF(K273=2,L273+2*M273,IF(K273=3,2*L273+M273,L273+M273))),VLOOKUP(C273,'ورودی نیروها'!M$4:Q$1048576,5,FALSE))","v":330},1498500,561937.5,1552500,1674000,1.3333333333333333,30,12.570053699169309,0.46255715389207153,0.34054242658316669,567253.92945038376,377424.51345982682,29700,4.582415606179957,0.36455020128376903,"-","-","-","-","-"]
[null,{"$f":"'ورودی نیروها'!C267","v":"BASE"},{"$f":"'ورودی نیروها'!D267","v":3},{"$f":"'ورودی نیروها'!E267","v":"ACIS81"},"3 - ACIS81",{"$f":"ABS('ورودی نیروها'!H267)","v":181218.16},{"$f":"ABS('ورودی نیروها'!I267)","v":1795043.95},{"$f":"ABS('ورودی نیروها'!J267)","v":948665.04700000002},{"$f":"VLOOKUP(C274,'ورودی نیروها'!M$4:P$1000000,2,FALSE)","v":60},{"$f":"VLOOKUP(C274,'ورودی نیروها'!M$4:P$1000000,3,FALSE)","v":45},{"$f":"VLOOKUP(C274,'ورودی نیروها'!M$4:P$1000000,4,FALSE)","v":2},150,90,{"$f":"IF(VLOOKUP(C274,'ورودی نیروها'!M$4:Q$1048576,5,FALSE)=0,IF(K274=1,2*L274+2*M274,IF(K274=2,L274+2*M274,IF(K274=3,2*L274+M274,L274+M274))),VLOOKUP(C274,'ورودی نیروها'!M$4:Q$1048576,5,FALSE))","v":330},1498500,561937.5,1552500,1674000,1.3333333333333333,30,12.570053699169309,0.46255715389207153,0.34054242658316669,830310.42062318197,323060.69712001388,29700,7.7872971744264623,0.61951184623348787,"-","-","-","-","-"]
[null,{"$f":"'ورودی نیروها'!C268","v":"BASE"},{"$f":"'ورودی نیروها'!D268","v":3},{"$f":"'ورودی نیروها'!E268","v":"ACIS82"},"3 - ACIS82",{"$f":"ABS('ورودی نیروها'!H268)","v":116644.61},{"$f":"ABS('ورودی نیروها'!I268)","v":1676688.9369999999},{"$f":"ABS('ورودی نیروها'!J268)","v":921993.37},{"$f":"VLOOKUP(C275,'ورودی نیروها'!M$4:P$1000000,2,FALSE)","v":60},{"$f":"VLOOKUP(C275,'ورودی نیروها'!M$4:P$1000000,3,FALSE)","v":45},{"$f":"VLOOKUP(C275,'ورودی نیروها'!M$4:P$1000000,4,FALSE)","v":2},150,90,{"$f":"IF(VLOOKUP(C275,'ورودی نیروها'!M$4:Q$1048576,5,FALSE)=0,IF(K275=1,2*L275+2*M275,IF(K275=2,L275+2*M275,IF(K275=3,2*L275+M275,L275+M275))),VLOOKUP(C275,'ورودی نیروها'!M$4:Q$1048576,5,FALSE))","v":330},1498500,561937.5,1552500,1674000,1.3333333333333333,30,12.570053699169309,0.46255715389207153,0.34054242658316669,775564.46266104281,313977.85951339145,29700,5.5098295416676759,0.43832983323148356,"-","-","-","-","-"]
[null,{"$f":"'ورودی نیروها'!C269","v":"BASE"},{"$f":"'ورودی نیروها'!D269","v":3},{"$f":"'ورودی نیروها'!E269","v":"ACIS83"},"3 - ACIS83",{"$f":"ABS('ورودی نیروها'!H269)","v":203307.35},{"$f":"ABS('ورودی نیروها'!I269)","v":1728071.97},{"$f":"ABS('ورودی نیروها'!J269)","v":1476119.064},{"$f":"VLOOKUP(C276,'ورودی نیروها'!M$4:P$1000000,2,FALSE)","v":60},{"$f":"VLOOKUP(C276,'ورودی نیروها'!M$4:P$1000000,3,FALSE)","v":45},{"$f":"VLOOKUP(C276,'ورودی نیروها'!M$4:P$1000000,4,FALSE)","v":2},150,90,{"$f":"IF(VLOOKUP(C276,'ورودی نیروها'!M$4:Q$1048576,5,FALSE)=0,IF(K276=1,2*L276+2*M276,IF(K276=2,L276+2*M276,IF(K276=3,2*L276+M276,L276+M276))),VLOOKUP(C276,'ورودی نیروها'!M$4:Q$1048576,5,FALSE))","v":330},1498500,561937.5,1552500,1674000,1.3333333333333333,30,12.570053699169309,0.46255715389207153,0.34054242658316669,799332.05216386518,502681.16798023274,29700,8.591610728420104,0.68349833135461302,"-","-","-","-","-"]
[null,{"$f":"'ورودی نیروها'!C270","v":"BASE"},{"$f":"'ورودی نیروها'!D270","v":3},{"$f":"'ورودی نیروها'!E270","v":"ACIS84"},"3 - ACIS84",{"$f":"ABS('ورودی نیروها'!H270)","v":138733.79},{"$f":"ABS('ورودی نیروها'!I270)","v":1609716.9569999999},{"$f":"ABS('ورودی نیروها'!J270)","v":1502790.7409999999},{"$f":"VLOOKUP(C277,'ورودی نیروها'!M$4:P$1000000,2,FALSE)","v":60},{"$f":"VLOOKUP(C277,'ورودی نیروها'!M$4:P$1000000,3,FALSE)","v":45},{"$f":"VLOOKUP(C277,'ورودی نیروها'!M$4:P$1000000,4,FALSE)","v":2},150,90,{"$f":"IF(VLOOKUP(C277,'ورودی نیروها'!M$4:Q$1048576,5,FALSE)=0,IF(K277=1,2*L277+2*M277,IF(K277=2,L277+2*M277,IF(K277=3,2*L277+M277,L277+M277))),VLOOKUP(C277,'ورودی نیروها'!M$4:Q$1048576,5,FALSE))","v":330},1498500,561937.5,1552500,1674000,1.3333333333333333,30,12.570053699169309,0.46255715389207153,0.34054242658316669,744586.09420172602,511764.00558685517,29700,6.3258436769727338,0.50324714821152883,"-","-","-","-","-"]
[null,{"$f":"'ورودی نیروها'!C271","v":"BASE"},{"$f":"'ورودی نیروها'!D271","v":3},{"$f":"'ورودی نیروها'!E271","v":"ACIS85"},"3 - ACIS85",{"$f":"ABS('ورودی نیروها'!H271)","v":137992.63},{"$f":"ABS('ورودی نیروها'!I271)","v":1102285.486},{"$f":"ABS('ورودی نیروها'!J271)","v":1618196.074},{"$f":"VLOOKUP(C278,'ورودی نیروها'!M$4:P$1000000,2,FALSE)","v":60},{"$f":"VLOOKUP(C278,'ورودی نیروها'!M$4:P$1000000,3,FALSE)","v":45},{"$f":"VLOOKUP(C278,'ورودی نیروها'!M$4:P$1000000,4,FALSE)","v":2},150,90,{"$f":"IF(VLOOKUP(C278,'ورودی نیروها'!M$4:Q$1048576,5,FALSE)=0,IF(K278=1,2*L278+2*M278,IF(K278=2,L278+2*M278,IF(K278=3,2*L278+M278,L278+M278))),VLOOKUP(C278,'ورودی نیروها'!M$4:Q$1048576,5,FALSE))","v":330},1498500,561937.5,1552500,1674000,1.3333333333333333,30,12.570053699169309,0.46255715389207153,0.34054242658316669,509870.03718069888,551064.41772731359,29700,5.9085123890080373,0.47004671025379158,"-","-","-","-","-"]
[null,{"$f":"'ورودی نیروها'!C272","v":"BASE"},{"$f":"'ورودی نیروها'!D272","v":3},{"$f":"'ورودی نیروها'!E272","v":"ACIS86"},"3 - ACIS86",{"$f":"ABS('ورودی نیروها'!H272)","v":73419.08},{"$f":"ABS('ورودی نیروها'!I272)","v":1220640.4990000001},{"$f":"ABS('ورودی نیروها'!J272)","v":1591524.3970000001},{"$f":"VLOOKUP(C279,'ورودی نیروها'!M$4:P$1000000,2,FALSE)","v":60},{"$f":"VLOOKUP(C279,'ورودی نیروها'!M$4:P$1000000,3,FALSE)","v":45},{"$f":"VLOOKUP(C279,'ورودی نیروها'!M$4:P$1000000,4,FALSE)","v":2},150,90,{"$f":"IF(VLOOKUP(C279,'ورودی نیروها'!M$4:Q$1048576,5,FALSE)=0,IF(K279=1,2*L279+2*M279,IF(K279=2,L279+2*M279,IF(K279=3,2*L279+M279,L279+M279))),VLOOKUP(C279,'ورودی نیروها'!M$4:Q$1048576,5,FALSE))","v":330},1498500,561937.5,1552500,1674000,1.3333333333333333,30,12.570053699169309,0.46255715389207153,0.34054242658316669,564615.99514283799,541981.58012069121,29700,3.8258918983678649,0.30436559699189658,"-","-","-","-","-"]
[null,{"$f":"'ورودی نیروها'!C273","v":"BASE"},{"$f":"'ورودی نیروها'!D273","v":3},{"$f":"'ورودی نیروها'!E273","v":"ACIS87"},"3 - ACIS87",{"$f":"ABS('ورودی نیروها'!H273)","v":160081.82},{"$f":"ABS('ورودی نیروها'!I273)","v":1169257.4650000001},{"$f":"ABS('ورودی نیروها'!J273)","v":806588.03700000001},{"$f":"VLOOKUP(C280,'ورودی نیروها'!M$4:P$1000000,2,FALSE)","v":60},{"$f":"VLOOKUP(C280,'ورودی نیروها'!M$4:P$1000000,3,FALSE)","v":45},{"$f":"VLOOKUP(C280,'ورودی نیروها'!M$4:P$1000000,4,FALSE)","v":2},150,90,{"$f":"IF(VLOOKUP(C280,'ورودی نیروها'!M$4:Q$1048576,5,FALSE)=0,IF(K280=1,2*L280+2*M280,IF(K280=2,L280+2*M280,IF(K280=3,2*L280+M280,L280+M280))),VLOOKUP(C280,'ورودی نیروها'!M$4:Q$1048576,5,FALSE))","v":330},1498500,561937.5,1552500,1674000,1.3333333333333333,30,12.570053699169309,0.46255715389207153,0.34054242658316669,540848.40517745842,274677.44737293303,29700,6.5293569080055782,0.51943747133212881,"-","-","-","-","-"]
[null,{"$f":"'ورودی نیروها'!C274","v":"BASE"},{"$f":"'ورودی نیروها'!D274","v":3},{"$f":"'ورودی نیروها'!E274","v":"ACIS88"},"3 - ACIS88",{"$f":"ABS('ورودی نیروها'!H274)","v":95508.26},{"$f":"ABS('ورودی نیروها'!I274)","v":1287612.4790000001},{"$f":"ABS('ورودی نیروها'!J274)","v":833259.71400000004},{"$f":"VLOOKUP(C281,'ورودی نیروها'!M$4:P$1000000,2,FALSE)","v":60},{"$f":"VLOOKUP(C281,'ورودی نیروها'!M$4:P$1000000,3,FALSE)","v":45},{"$f":"VLOOKUP(C281,'ورودی نیروها'!M$4:P$1000000,4,FALSE)","v":2},150,90,{"$f":"IF(VLOOKUP(C281,'ورودی نیروها'!M$4:Q$1048576,5,FALSE)=0,IF(K281=1,2*L281+2*M281,IF(K281=2,L281+2*M281,IF(K281=3,2*L281+M281,L281+M281))),VLOOKUP(C281,'ورودی نیروها'!M$4:Q$1048576,5,FALSE))","v":330},1498500,561937.5,1552500,1674000,1.3333333333333333,30,12.570053699169309,0.46255715389207153,0.34054242658316669,595594.36360215477,283760.28497955546,29700,4.458436999499968,0.35468718799463866,"-","-","-","-","-"]
[null,{"$f":"'ورودی نیروها'!C275","v":"BASE"},{"$f":"'ورودی نیروها'!D275","v":3},{"$f":"'ورودی نیروها'!E275","v":"ACIS89"},"3 - ACIS89",{"$f":"ABS('ورودی نیروها'!H275)","v":174441.76},{"$f":"ABS('ورودی نیروها'!I275)","v":1672505.8640000001},{"$f":"ABS('ورودی نیروها'!J275)","v":1498753.5},{"$f":"VLOOKUP(C282,'ورودی نیروها'!M$4:P$1000000,2,FALSE)","v":60},{"$f":"VLOOKUP(C282,'ورودی نیروها'!M$4:P$1000000,3,FALSE)","v":45},{"$f":"VLOOKUP(C282,'ورودی نیروها'!M$4:P$1000000,4,FALSE)","v":2},150,90,{"$f":"IF(VLOOKUP(C282,'ورودی نیروها'!M$4:Q$1048576,5,FALSE)=0,IF(K282=1,2*L282+2*M282,IF(K282=2,L282+2*M282,IF(K282=3,2*L282+M282,L282+M282))),VLOOKUP(C282,'ورودی نیروها'!M$4:Q$1048576,5,FALSE))","v":330},1498500,561937.5,1552500,1674000,1.3333333333333333,30,12.570053699169309,0.46255715389207153,0.34054242658316669,773629.55231964006,510389.15374001412,29700,7.5789311552438567,0.60293546365237172,"-","-","-","-","-"]
[null,{"$f":"'ورودی نیروها'!C276","v":"BASE"},{"$f":"'ورودی نیروها'!D276","v":3},{"$f":"'ورودی نیروها'!E276","v":"ACIS90"},"3 - ACIS90",{"$f":"ABS('ورودی نیروها'!H276)","v":109868.21},{"$f":"ABS('ورودی نیروها'!I276)","v":1554150.85},{"$f":"ABS('ورودی نیروها'!J276)","v":1472081.8230000001},{"$f":"VLOOKUP(C283,'ورودی نیروها'!M$4:P$1000000,2,FALSE)","v":60},{"$f":"VLOOKUP(C283,'ورودی نیروها'!M$4:P$1000000,3,FALSE)","v":45},{"$f":"VLOOKUP(C283,'ورودی نیروها'!M$4:P$1000000,4,FALSE)","v":2},150,90,{"$f":"IF(VLOOKUP(C283,'ورودی نیروها'!M$4:Q$1048576,5,FALSE)=0,IF(K283=1,2*L283+2*M283,IF(K283=2,L283+2*M283,IF(K283=3,2*L283+M283,L283+M283))),VLOOKUP(C283,'ورودی نیروها'!M$4:Q$1048576,5,FALSE))","v":330},1498500,561937.5,1552500,1674000,1.3333333333333333,30,12.570053699169309,0.46255715389207153,0.34054242658316669,718883.59389494383,501306.31613339169,29700,5.3014635216619244,0.42175345058488262,"-","-","-","-","-"]
[null,{"$f":"'ورودی نیروها'!C277","v":"BASE"},{"$f":"'ورودی نیروها'!D277","v":3},{"$f":"'ورودی نیروها'!E277","v":"ACIS91"},"3 - ACIS91",{"$f":"ABS('ورودی نیروها'!H277)","v":196530.95},{"$f":"ABS('ورودی نیروها'!I277)","v":1605533.8840000001},{"$f":"ABS('ورودی نیروها'!J277)","v":926030.61100000003},{"$f":"VLOOKUP(C284,'ورودی نیروها'!M$4:P$1000000,2,FALSE)","v":60},{"$f":"VLOOKUP(C284,'ورودی نیروها'!M$4:P$1000000,3,FALSE)","v":45},{"$f":"VLOOKUP(C284,'ورودی نیروها'!M$4:P$1000000,4,FALSE)","v":2},150,90,{"$f":"IF(VLOOKUP(C284,'ورودی نیروها'!M$4:Q$1048576,5,FALSE)=0,IF(K284=1,2*L284+2*M284,IF(K284=2,L284+2*M284,IF(K284=3,2*L284+M284,L284+M284))),VLOOKUP(C284,'ورودی نیروها'!M$4:Q$1048576,5,FALSE))","v":330},1498500,561937.5,1552500,1674000,1.3333333333333333,30,12.570053699169309,0.46255715389207153,0.34054242658316669,742651.18386032339,315352.7113602325,29700,8.1419198053792048,0.64772354997316062,"-","-","-","-","-"]
[null,{"$f":"'ورودی نیروها'!C278","v":"BASE"},{"$f":"'ورودی نیروها'!D278","v":3},{"$f":"'ورودی نیروها'!E278","v":"ACIS92"},"3 - ACIS92",{"$f":"ABS('ورودی نیروها'!H278)","v":131957.39000000001},{"$f":"ABS('ورودی نیروها'!I278)","v":1487178.871},{"$f":"ABS('ورودی نیروها'!J278)","v":952702.28899999999},{"$f":"VLOOKUP(C285,'ورودی نیروها'!M$4:P$1000000,2,FALSE)","v":60},{"$f":"VLOOKUP(C285,'ورودی نیروها'!M$4:P$1000000,3,FALSE)","v":45},{"$f":"VLOOKUP(C285,'ورودی نیروها'!M$4:P$1000000,4,FALSE)","v":2},150,90,{"$f":"IF(VLOOKUP(C285,'ورودی نیروها'!M$4:Q$1048576,5,FALSE)=0,IF(K285=1,2*L285+2*M285,IF(K285=2,L285+2*M285,IF(K285=3,2*L285+M285,L285+M285))),VLOOKUP(C285,'ورودی نیروها'!M$4:Q$1048576,5,FALSE))","v":330},1498500,561937.5,1552500,1674000,1.3333333333333333,30,12.570053699169309,0.46255715389207153,0.34054242658316669,687905.22589818423,324435.54930739733,29700,5.8761527541511862,0.4674723668475268,"-","-","-","-","-"]
[null,{"$f":"'ورودی نیروها'!C279","v":"BASE"},{"$f":"'ورودی نیروها'!D279","v":3},{"$f":"'ورودی نیروها'!E279","v":"ACIS93"},"3 - ACIS93",{"$f":"ABS('ورودی نیروها'!H279)","v":144769.03},{"$f":"ABS('ورودی نیروها'!I279)","v":979747.39899999998},{"$f":"ABS('ورودی نیروها'!J279)","v":1068107.621},{"$f":"VLOOKUP(C286,'ورودی نیروها'!M$4:P$1000000,2,FALSE)","v":60},{"$f":"VLOOKUP(C286,'ورودی نیروها'!M$4:P$1000000,3,FALSE)","v":45},{"$f":"VLOOKUP(C286,'ورودی نیروها'!M$4:P$1000000,4,FALSE)","v":2},150,90,{"$f":"IF(VLOOKUP(C286,'ورودی نیروها'!M$4:Q$1048576,5,FALSE)=0,IF(K286=1,2*L286+2*M286,IF(K286=2,L286+2*M286,IF(K286=3,2*L286+M286,L286+M286))),VLOOKUP(C286,'ورودی نیروها'!M$4:Q$1048576,5,FALSE))","v":330},1498500,561937.5,1552500,1674000,1.3333333333333333,30,12.570053699169309,0.46255715389207153,0.34054242658316669,453189.16841459979,363735.96110731334,29700,5.9151446974672233,0.47057433794878101,"-","-","-","-","-"]
[null,{"$f":"'ورودی نیروها'!C280","v":"BASE"},{"$f":"'ورودی نیروها'!D280","v":3},{"$f":"'ورودی نیروها'!E280","v":"ACIS94"},"3 - ACIS94",{"$f":"ABS('ورودی نیروها'!H280)","v":80195.48},{"$f":"ABS('ورودی نیروها'!I280)","v":1098102.4129999999},{"$f":"ABS('ورودی نیروها'!J280)","v":1041435.944},{"$f":"VLOOKUP(C287,'ورودی نیروها'!M$4:P$1000000,2,FALSE)","v":60},{"$f":"VLOOKUP(C287,'ورودی نیروها'!M$4:P$1000000,3,FALSE)","v":45},{"$f":"VLOOKUP(C287,'ورودی نیروها'!M$4:P$1000000,4,FALSE)","v":2},150,90,{"$f":"IF(VLOOKUP(C287,'ورودی نیروها'!M$4:Q$1048576,5,FALSE)=0,IF(K287=1,2*L287+2*M287,IF(K287=2,L287+2*M287,IF(K287=3,2*L287+M287,L287+M287))),VLOOKUP(C287,'ورودی نیروها'!M$4:Q$1048576,5,FALSE))","v":330},1498500,561937.5,1552500,1674000,1.3333333333333333,30,12.570053699169309,0.46255715389207153,0.34054242658316669,507935.12683929608,354653.12350069091,29700,3.8325242076501986,0.30489322475237085,"-","-","-","-","-"]
[null,{"$f":"'ورودی نیروها'!C281","v":"BASE"},{"$f":"'ورودی نیروها'!D281","v":3},{"$f":"'ورودی نیروها'!E281","v":"ACIS95"},"3 - ACIS95",{"$f":"ABS('ورودی نیروها'!H281)","v":166858.22},{"$f":"ABS('ورودی نیروها'!I281)","v":1046719.379},{"$f":"ABS('ورودی نیروها'!J281)","v":1356676.49},{"$f":"VLOOKUP(C288,'ورودی نیروها'!M$4:P$1000000,2,FALSE)","v":60},{"$f":"VLOOKUP(C288,'ورودی نیروها'!M$4:P$1000000,3,FALSE)","v":45},{"$f":"VLOOKUP(C288,'ورودی نیروها'!M$4:P$1000000,4,FALSE)","v":2},150,90,{"$f":"IF(VLOOKUP(C288,'ورودی نیروها'!M$4:Q$1048576,5,FALSE)=0,IF(K288=1,2*L288+2*M288,IF(K288=2,L288+2*M288,IF(K288=3,2*L288+M288,L288+M288))),VLOOKUP(C288,'ورودی نیروها'!M$4:Q$1048576,5,FALSE))","v":330},1498500,561937.5,1552500,1674000,1.3333333333333333,30,12.570053699169309,0.46255715389207153,0.34054242658316669,484167.53687391651,462005.90399293328,29700,6.7773141211462056,0.53916349789293927,"-","-","-","-","-"]
[null,{"$f":"'ورودی نیروها'!C282","v":"BASE"},{"$f":"'ورودی نیروها'!D282","v":3},{"$f":"'ورودی نیروها'!E282","v":"ACIS96"},"3 - ACIS96",{"$f":"ABS('ورودی نیروها'!H282)","v":102284.66},{"$f":"ABS('ورودی نیروها'!I282)","v":1165074.3929999999},{"$f":"ABS('ورودی نیروها'!J282)","v":1383348.1669999999},{"$f":"VLOOKUP(C289,'ورودی نیروها'!M$4:P$1000000,2,FALSE)","v":60},{"$f":"VLOOKUP(C289,'ورودی نیروها'!M$4:P$1000000,3,FALSE)","v":45},{"$f":"VLOOKUP(C289,'ورودی نیروها'!M$4:P$1000000,4,FALSE)","v":2},150,90,{"$f":"IF(VLOOKUP(C289,'ورودی نیروها'!M$4:Q$1048576,5,FALSE)=0,IF(K289=1,2*L289+2*M289,IF(K289=2,L289+2*M289,IF(K289=3,2*L289+M289,L289+M289))),VLOOKUP(C289,'ورودی نیروها'!M$4:Q$1048576,5,FALSE))","v":330},1498500,561937.5,1552500,1674000,1.3333333333333333,30,12.570053699169309,0.46255715389207153,0.34054242658316669,538913.49529861275,471088.74159955571,29700,4.7063942126405953,0.37441321455544913,"-","-","-","-","-"]
[null,{"$f":"'ورودی نیروها'!C283","v":"BASE"},{"$f":"'ورودی نیروها'!D283","v":4},{"$f":"'ورودی نیروها'!E283","v":"ACIB01"},"4 - ACIB01",{"$f":"ABS('ورودی نیروها'!H283)","v":136033.39000000001},{"$f":"ABS('ورودی نیروها'!I283)","v":190410.27499999999},{"$f":"ABS('ورودی نیروها'!J283)","v":182317.014},{"$f":"VLOOKUP(C290,'ورودی نیروها'!M$4:P$1000000,2,FALSE)","v":60},{"$f":"VLOOKUP(C290,'ورودی نیروها'!M$4:P$1000000,3,FALSE)","v":45},{"$f":"VLOOKUP(C290,'ورودی نیروها'!M$4:P$1000000,4,FALSE)","v":4},105,90,{"$f":"IF(VLOOKUP(C290,'ورودی نیروها'!M$4:Q$1048576,5,FALSE)=0,IF(K290=1,2*L290+2*M290,IF(K290=2,L290+2*M290,IF(K290=3,2*L290+M290,L290+M290))),VLOOKUP(C290,'ورودی نیروها'!M$4:Q$1048576,5,FALSE))","v":195},225709.28571428571,352953.94736842107,263335,285525,1.3333333333333333,20,12.570053699169309,0.41863246886335237,0.38165241513967074,79711.923520199853,69581.728714153156,17550,8.3685849686219154,0.66575570549670382,"-","-","-","-","-"]
[null,{"$f":"'ورودی نیروها'!C284","v":"BASE"},{"$f":"'ورودی نیروها'!D284","v":4},{"$f":"'ورودی نیروها'!E284","v":"ACIB02"},"4 - ACIB02",{"$f":"ABS('ورودی نیروها'!H284)","v":147565.57},{"$f":"ABS('ورودی نیروها'!I284)","v":176361.66800000001},{"$f":"ABS('ورودی نیروها'!J284)","v":228925.40100000001},{"$f":"VLOOKUP(C291,'ورودی نیروها'!M$4:P$1000000,2,FALSE)","v":60},{"$f":"VLOOKUP(C291,'ورودی نیروها'!M$4:P$1000000,3,FALSE)","v":45},{"$f":"VLOOKUP(C291,'ورودی نیروها'!M$4:P$1000000,4,FALSE)","v":4},105,90,{"$f":"IF(VLOOKUP(C291,'ورودی نیروها'!M$4:Q$1048576,5,FALSE)=0,IF(K291=1,2*L291+2*M291,IF(K291=2,L291+2*M291,IF(K291=3,2*L291+M291,L291+M291))),VLOOKUP(C291,'ورودی نیروها'!M$4:Q$1048576,5,FALSE))","v":195},225709.28571428571,352953.94736842107,263335,285525,1.3333333333333333,20,12.570053699169309,0.41863246886335237,0.38165241513967074,73830.720487698884,87369.932178467599,17550,9.0671824143302118,0.72133203495617648,"-","-","-","-","-"]
[null,{"$f":"'ورودی نیروها'!C285","v":"BASE"},{"$f":"'ورودی نیروها'!D285","v":4},{"$f":"'ورودی نیروها'!E285","v":"ACIS01"},"4 - ACIS01",{"$f":"ABS('ورودی نیروها'!H285)","v":229806.55},{"$f":"ABS('ورودی نیروها'!I285)","v":982204.52},{"$f":"ABS('ورودی نیروها'!J285)","v":2529510.9380000001},{"$f":"VLOOKUP(C292,'ورودی نیروها'!M$4:P$1000000,2,FALSE)","v":60},{"$f":"VLOOKUP(C292,'ورودی نیروها'!M$4:P$1000000,3,FALSE)","v":45},{"$f":"VLOOKUP(C292,'ورودی نیروها'!M$4:P$1000000,4,FALSE)","v":4},105,90,{"$f":"IF(VLOOKUP(C292,'ورودی نیروها'!M$4:Q$1048576,5,FALSE)=0,IF(K292=1,2*L292+2*M292,IF(K292=2,L292+2*M292,IF(K292=3,2*L292+M292,L292+M292))),VLOOKUP(C292,'ورودی نیروها'!M$4:Q$1048576,5,FALSE))","v":195},225709.28571428571,352953.94736842107,263335,285525,1.3333333333333333,20,12.570053699169309,0.41863246886335237,0.38165241513967074,411182.70313634397,965393.95860991394,17550,18.582155993182386,1.4782877176101792,306408.73333333334,882417.7696816856,"OK","OK",0.39078664911085004]
[null,{"$f":"'ورودی نیروها'!C286","v":"BASE"},{"$f":"'ورودی نیروها'!D286","v":4},{"$f":"'ورودی نیروها'!E286","v":"ACIS02"},"4 - ACIS02",{"$f":"ABS('ورودی نیروها'!H286)","v":189015.19},{"$f":"ABS('ورودی نیروها'!I286)","v":925013.03599999996},{"$f":"ABS('ورودی نیروها'!J286)","v":2474948.2519999999},{"$f":"VLOOKUP(C293,'ورودی نیروها'!M$4:P$1000000,2,FALSE)","v":60},{"$f":"VLOOKUP(C293,'ورودی نیروها'!M$4:P$1000000,3,FALSE)","v":45},{"$f":"VLOOKUP(C293,'ورودی نیروها'!M$4:P$1000000,4,FALSE)","v":4},105,90,{"$f":"IF(VLOOKUP(C293,'ورودی نیروها'!M$4:Q$1048576,5,FALSE)=0,IF(K293=1,2*L293+2*M293,IF(K293=2,L293+2*M293,IF(K293=3,2*L293+M293,L293+M293))),VLOOKUP(C293,'ورودی نیروها'!M$4:Q$1048576,5,FALSE))","v":195},225709.28571428571,352953.94736842107,263335,285525,1.3333333333333333,20,12.570053699169309,0.41863246886335237,0.38165241513967074,387240.49099146505,944569.97772150638,17550,16.07270862659092,1.2786507529123032,252020.25333333333,882417.7696816856,"OK","OK",0.22767257028240473]
[null,{"$f":"'ورودی نیروها'!C287","v":"BASE"},{"$f":"'ورودی نیروها'!D287","v":4},{"$f":"'ورودی نیروها'!E287","v":"ACIS03"},"4 - ACIS03",{"$f":"ABS('ورودی نیروها'!H287)","v":215039.13},{"$f":"ABS('ورودی نیروها'!I287)","v":471412.83299999998},{"$f":"ABS('ورودی نیروها'!J287)","v":2577555.1349999998},{"$f":"VLOOKUP(C294,'ورودی نیروها'!M$4:P$1000000,2,FALSE)","v":60},{"$f":"VLOOKUP(C294,'ورودی نیروها'!M$4:P$1000000,3,FALSE)","v":45},{"$f":"VLOOKUP(C294,'ورودی نیروها'!M$4:P$1000000,4,FALSE)","v":4},105,90,{"$f":"IF(VLOOKUP(C294,'ورودی نیروها'!M$4:Q$1048576,5,FALSE)=0,IF(K294=1,2*L294+2*M294,IF(K294=2,L294+2*M294,IF(K294=3,2*L294+M294,L294+M294))),VLOOKUP(C294,'ورودی نیروها'!M$4:Q$1048576,5,FALSE))","v":195},225709.28571428571,352953.94736842107,263335,285525,1.3333333333333333,20,12.570053699169309,0.41863246886335237,0.38165241513967074,197348.71813265723,983730.14242841001,17550,16.862951454464842,1.3415178533071206,286718.84000000003,882417.7696816856,"OK","OK",0.27903835409420963]
[null,{"$f":"'ورودی نیروها'!C288","v":"BASE"},{"$f":"'ورودی نیروها'!D288","v":4},{"$f":"'ورودی نیروها'!E288","v":"ACIS04"},"4 - ACIS04",{"$f":"ABS('ورودی نیروها'!H288)","v":174247.77},{"$f":"ABS('ورودی نیروها'!I288)","v":528604.31700000004},{"$f":"ABS('ورودی نیروها'!J288)","v":2522992.4500000002},{"$f":"VLOOKUP(C295,'ورودی نیروها'!M$4:P$1000000,2,FALSE)","v":60},{"$f":"VLOOKUP(C295,'ورودی نیروها'!M$4:P$1000000,3,FALSE)","v":45},{"$f":"VLOOKUP(C295,'ورودی نیروها'!M$4:P$1000000,4,FALSE)","v":4},105,90,{"$f":"IF(VLOOKUP(C295,'ورودی نیروها'!M$4:Q$1048576,5,FALSE)=0,IF(K295=1,2*L295+2*M295,IF(K295=2,L295+2*M295,IF(K295=3,2*L295+M295,L295+M295))),VLOOKUP(C295,'ورودی نیروها'!M$4:Q$1048576,5,FALSE))","v":195},225709.28571428571,352953.94736842107,263335,285525,1.3333333333333333,20,12.570053699169309,0.41863246886335237,0.38165241513967074,221290.93027753616,962906.16192165506,17550,14.565654972429773,1.1587583729568589,232330.36,882417.7696816856,"OK","OK",0.12971408276193017]
[null,{"$f":"'ورودی نیروها'!C289","v":"BASE"},{"$f":"'ورودی نیروها'!D289","v":4},{"$f":"'ورودی نیروها'!E289","v":"ACIS05"},"4 - ACIS05",{"$f":"ABS('ورودی نیروها'!H289)","v":97659.23},{"$f":"ABS('ورودی نیروها'!I289)","v":871463.00800000003},{"$f":"ABS('ورودی نیروها'!J289)","v":2119631.9040000001},{"$f":"VLOOKUP(C296,'ورودی نیروها'!M$4:P$1000000,2,FALSE)","v":60},{"$f":"VLOOKUP(C296,'ورودی نیروها'!M$4:P$1000000,3,FALSE)","v":45},{"$f":"VLOOKUP(C296,'ورودی نیروها'!M$4:P$1000000,4,FALSE)","v":4},105,90,{"$f":"IF(VLOOKUP(C296,'ورودی نیروها'!M$4:Q$1048576,5,FALSE)=0,IF(K296=1,2*L296+2*M296,IF(K296=2,L296+2*M296,IF(K296=3,2*L296+M296,L296+M296))),VLOOKUP(C296,'ورودی نیروها'!M$4:Q$1048576,5,FALSE))","v":195},225709.28571428571,352953.94736842107,263335,285525,1.3333333333333333,20,12.570053699169309,0.41863246886335237,0.38165241513967074,364822.71056212339,808962.63536869874,17550,10.252958007816316,0.8156654102833214,"-","-","-","-","-"]
[null,{"$f":"'ورودی نیروها'!C290","v":"BASE"},{"$f":"'ورودی نیروها'!D290","v":4},{"$f":"'ورودی نیروها'!E290","v":"ACIS06"},"4 - ACIS06",{"$f":"ABS('ورودی نیروها'!H290)","v":56867.87},{"$f":"ABS('ورودی نیروها'!I290)","v":814271.52399999998},{"$f":"ABS('ورودی نیروها'!J290)","v":2174194.5890000002},{"$f":"VLOOKUP(C297,'ورودی نیروها'!M$4:P$1000000,2,FALSE)","v":60},{"$f":"VLOOKUP(C297,'ورودی نیروها'!M$4:P$1000000,3,FALSE)","v":45},{"$f":"VLOOKUP(C297,'ورودی نیروها'!M$4:P$1000000,4,FALSE)","v":4},105,90,{"$f":"IF(VLOOKUP(C297,'ورودی نیروها'!M$4:Q$1048576,5,FALSE)=0,IF(K297=1,2*L297+2*M297,IF(K297=2,L297+2*M297,IF(K297=3,2*L297+M297,L297+M297))),VLOOKUP(C297,'ورودی نیروها'!M$4:Q$1048576,5,FALSE))","v":195},225709.28571428571,352953.94736842107,263335,285525,1.3333333333333333,20,12.570053699169309,0.41863246886335237,0.38165241513967074,340880.49841724447,829786.61587545392,17550,7.9016664556633494,0.62861039775713368,"-","-","-","-","-"]
[null,{"$f":"'ورودی نیروها'!C291","v":"BASE"},{"$f":"'ورودی نیروها'!D291","v":4},{"$f":"'ورودی نیروها'!E291","v":"ACIS07"},"4 - ACIS07",{"$f":"ABS('ورودی نیروها'!H291)","v":82891.81},{"$f":"ABS('ورودی نیروها'!I291)","v":582154.34600000002},{"$f":"ABS('ورودی نیروها'!J291)","v":2071587.7069999999},{"$f":"VLOOKUP(C298,'ورودی نیروها'!M$4:P$1000000,2,FALSE)","v":60},{"$f":"VLOOKUP(C298,'ورودی نیروها'!M$4:P$1000000,3,FALSE)","v":45},{"$f":"VLOOKUP(C298,'ورودی نیروها'!M$4:P$1000000,4,FALSE)","v":4},105,90,{"$f":"IF(VLOOKUP(C298,'ورودی نیروها'!M$4:Q$1048576,5,FALSE)=0,IF(K298=1,2*L298+2*M298,IF(K298=2,L298+2*M298,IF(K298=3,2*L298+M298,L298+M298))),VLOOKUP(C298,'ورودی نیروها'!M$4:Q$1048576,5,FALSE))","v":195},225709.28571428571,352953.94736842107,263335,285525,1.3333333333333333,20,12.570053699169309,0.41863246886335237,0.38165241513967074,243708.71112551028,790626.45155020256,17550,8.8052860409626401,0.70049709028248119,"-","-","-","-","-"]
[null,{"$f":"'ورودی نیروها'!C292","v":"BASE"},{"$f":"'ورودی نیروها'!D292","v":4},{"$f":"'ورودی نیروها'!E292","v":"ACIS08"},"4 - ACIS08",{"$f":"ABS('ورودی نیروها'!H292)","v":42100.46},{"$f":"ABS('ورودی نیروها'!I292)","v":639345.82999999996},{"$f":"ABS('ورودی نیروها'!J292)","v":2126150.392},{"$f":"VLOOKUP(C299,'ورودی نیروها'!M$4:P$1000000,2,FALSE)","v":60},{"$f":"VLOOKUP(C299,'ورودی نیروها'!M$4:P$1000000,3,FALSE)","v":45},{"$f":"VLOOKUP(C299,'ورودی نیروها'!M$4:P$1000000,4,FALSE)","v":4},105,90,{"$f":"IF(VLOOKUP(C299,'ورودی نیروها'!M$4:Q$1048576,5,FALSE)=0,IF(K299=1,2*L299+2*M299,IF(K299=2,L299+2*M299,IF(K299=3,2*L299+M299,L299+M299))),VLOOKUP(C299,'ورودی نیروها'!M$4:Q$1048576,5,FALSE))","v":195},225709.28571428571,352953.94736842107,263335,285525,1.3333333333333333,20,12.570053699169309,0.41863246886335237,0.38165241513967074,267650.92327038915,811450.43205695762,17550,6.6661459417173399,0.5303196073186125,"-","-","-","-","-"]
[null,{"$f":"'ورودی نیروها'!C293","v":"BASE"},{"$f":"'ورودی نیروها'!D293","v":4},{"$f":"'ورودی نیروها'!E293","v":"ACIS09"},"4 - ACIS09",{"$f":"ABS('ورودی نیروها'!H293)","v":231627.33},{"$f":"ABS('ورودی نیروها'!I293)","v":763459.94499999995},{"$f":"ABS('ورودی نیروها'!J293)","v":2667820.7570000002},{"$f":"VLOOKUP(C300,'ورودی نیروها'!M$4:P$1000000,2,FALSE)","v":60},{"$f":"VLOOKUP(C300,'ورودی نیروها'!M$4:P$1000000,3,FALSE)","v":45},{"$f":"VLOOKUP(C300,'ورودی نیروها'!M$4:P$1000000,4,FALSE)","v":4},105,90,{"$f":"IF(VLOOKUP(C300,'ورودی نیروها'!M$4:Q$1048576,5,FALSE)=0,IF(K300=1,2*L300+2*M300,IF(K300=2,L300+2*M300,IF(K300=3,2*L300+M300,L300+M300))),VLOOKUP(C300,'ورودی نیروها'!M$4:Q$1048576,5,FALSE))","v":195},225709.28571428571,352953.94736842107,263335,285525,1.3333333333333333,20,12.570053699169309,0.41863246886335237,0.38165241513967074,319609.12165362918,1018180.2350687947,17550,18.480642358944039,1.4702118862201305,308836.44,882417.7696816856,"OK","OK",0.38418826288535746]
[null,{"$f":"'ورودی نیروها'!C294","v":"BASE"},{"$f":"'ورودی نیروها'!D294","v":4},{"$f":"'ورودی نیروها'!E294","v":"ACIS10"},"4 - ACIS10",{"$f":"ABS('ورودی نیروها'!H294)","v":190835.98},{"$f":"ABS('ورودی نیروها'!I294)","v":706268.46100000001},{"$f":"ABS('ورودی نیروها'!J294)","v":2613258.0720000002},{"$f":"VLOOKUP(C301,'ورودی نیروها'!M$4:P$1000000,2,FALSE)","v":60},{"$f":"VLOOKUP(C301,'ورودی نیروها'!M$4:P$1000000,3,FALSE)","v":45},{"$f":"VLOOKUP(C301,'ورودی نیروها'!M$4:P$1000000,4,FALSE)","v":4},105,90,{"$f":"IF(VLOOKUP(C301,'ورودی نیروها'!M$4:Q$1048576,5,FALSE)=0,IF(K301=1,2*L301+2*M301,IF(K301=2,L301+2*M301,IF(K301=3,2*L301+M301,L301+M301))),VLOOKUP(C301,'ورودی نیروها'!M$4:Q$1048576,5,FALSE))","v":195},225709.28571428571,352953.94736842107,263335,285525,1.3333333333333333,20,12.570053699169309,0.41863246886335237,0.38165241513967074,295666.90950875031,997356.25456203963,17550,15.971195563602446,1.2705749669675557,254447.97333333336,882417.7696816856,"OK","OK",0.22107422118815392]
[null,{"$f":"'ورودی نیروها'!C295","v":"BASE"},{"$f":"'ورودی نیروها'!D295","v":4},{"$f":"'ورودی نیروها'!E295","v":"ACIS11"},"4 - ACIS11",{"$f":"ABS('ورودی نیروها'!H295)","v":216859.92},{"$f":"ABS('ورودی نیروها'!I295)","v":690157.40800000005},{"$f":"ABS('ورودی نیروها'!J295)","v":2715864.9550000001},{"$f":"VLOOKUP(C302,'ورودی نیروها'!M$4:P$1000000,2,FALSE)","v":60},{"$f":"VLOOKUP(C302,'ورودی نیروها'!M$4:P$1000000,3,FALSE)","v":45},{"$f":"VLOOKUP(C302,'ورودی نیروها'!M$4:P$1000000,4,FALSE)","v":4},105,90,{"$f":"IF(VLOOKUP(C302,'ورودی نیروها'!M$4:Q$1048576,5,FALSE)=0,IF(K302=1,2*L302+2*M302,IF(K302=2,L302+2*M302,IF(K302=3,2*L302+M302,L302+M302))),VLOOKUP(C302,'ورودی نیروها'!M$4:Q$1048576,5,FALSE))","v":195},225709.28571428571,352953.94736842107,263335,285525,1.3333333333333333,20,12.570053699169309,0.41863246886335237,0.38165241513967074,288922.29961537197,1036516.4192689433,17550,17.572867847671922,1.3979946520700404,289146.56,882417.7696816856,"OK","OK",0.32518291965266988]
[null,{"$f":"'ورودی نیروها'!C296","v":"BASE"},{"$f":"'ورودی نیروها'!D296","v":4},{"$f":"'ورودی نیروها'!E296","v":"ACIS12"},"4 - ACIS12",{"$f":"ABS('ورودی نیروها'!H296)","v":180651.81},{"$f":"ABS('ورودی نیروها'!I296)","v":730774.53399999999},{"$f":"ABS('ورودی نیروها'!J296)","v":2243825.8859999999},{"$f":"VLOOKUP(C303,'ورودی نیروها'!M$4:P$1000000,2,FALSE)","v":60},{"$f":"VLOOKUP(C303,'ورودی نیروها'!M$4:P$1000000,3,FALSE)","v":45},{"$f":"VLOOKUP(C303,'ورودی نیروها'!M$4:P$1000000,4,FALSE)","v":4},105,90,{"$f":"IF(VLOOKUP(C303,'ورودی نیروها'!M$4:Q$1048576,5,FALSE)=0,IF(K303=1,2*L303+2*M303,IF(K303=2,L303+2*M303,IF(K303=3,2*L303+M303,L303+M303))),VLOOKUP(C303,'ورودی نیروها'!M$4:Q$1048576,5,FALSE))","v":195},225709.28571428571,352953.94736842107,263335,285525,1.3333333333333333,20,12.570053699169309,0.41863246886335237,0.38165241513967074,305925.94735088584,856361.56854481145,17550,14.900933947481079,1.1854312084972085,240869.08,882417.7696816856,"OK","OK",0.15150721614026505]
[null,{"$f":"'ورودی نیروها'!C297","v":"BASE"},{"$f":"'ورودی نیروها'!D297","v":4},{"$f":"'ورودی نیروها'!E297","v":"ACIS13"},"4 - ACIS13",{"$f":"ABS('ورودی نیروها'!H297)","v":95838.44},{"$f":"ABS('ورودی نیروها'!I297)","v":1090207.5830000001},{"$f":"ABS('ورودی نیروها'!J297)","v":2257941.7239999999},{"$f":"VLOOKUP(C304,'ورودی نیروها'!M$4:P$1000000,2,FALSE)","v":60},{"$f":"VLOOKUP(C304,'ورودی نیروها'!M$4:P$1000000,3,FALSE)","v":45},{"$f":"VLOOKUP(C304,'ورودی نیروها'!M$4:P$1000000,4,FALSE)","v":4},105,90,{"$f":"IF(VLOOKUP(C304,'ورودی نیروها'!M$4:Q$1048576,5,FALSE)=0,IF(K304=1,2*L304+2*M304,IF(K304=2,L304+2*M304,IF(K304=3,2*L304+M304,L304+M304))),VLOOKUP(C304,'ورودی نیروها'!M$4:Q$1048576,5,FALSE))","v":195},225709.28571428571,352953.94736842107,263335,285525,1.3333333333333333,20,12.570053699169309,0.41863246886335237,0.38165241513967074,456396.29204483819,861748.91220923187,17550,10.755376965125961,0.85563492587440015,"-","-","-","-","-"]
[null,{"$f":"'ورودی نیروها'!C298","v":"BASE"},{"$f":"'ورودی نیروها'!D298","v":4},{"$f":"'ورودی نیروها'!E298","v":"ACIS14"},"4 - ACIS14",{"$f":"ABS('ورودی نیروها'!H298)","v":55047.08},{"$f":"ABS('ورودی نیروها'!I298)","v":1033016.098},{"$f":"ABS('ورودی نیروها'!J298)","v":2312504.409},{"$f":"VLOOKUP(C305,'ورودی نیروها'!M$4:P$1000000,2,FALSE)","v":60},{"$f":"VLOOKUP(C305,'ورودی نیروها'!M$4:P$1000000,3,FALSE)","v":45},{"$f":"VLOOKUP(C305,'ورودی نیروها'!M$4:P$1000000,4,FALSE)","v":4},105,90,{"$f":"IF(VLOOKUP(C305,'ورودی نیروها'!M$4:Q$1048576,5,FALSE)=0,IF(K305=1,2*L305+2*M305,IF(K305=2,L305+2*M305,IF(K305=3,2*L305+M305,L305+M305))),VLOOKUP(C305,'ورودی نیروها'!M$4:Q$1048576,5,FALSE))","v":195},225709.28571428571,352953.94736842107,263335,285525,1.3333333333333333,20,12.570053699169309,0.41863246886335237,0.38165241513967074,432454.07948132674,882572.89271598693,17550,8.4040854111182526,0.66857991320066013,"-","-","-","-","-"]
[null,{"$f":"'ورودی نیروها'!C299","v":"BASE"},{"$f":"'ورودی نیروها'!D299","v":4},{"$f":"'ورودی نیروها'!E299","v":"ACIS15"},"4 - ACIS15",{"$f":"ABS('ورودی نیروها'!H299)","v":81071.02},{"$f":"ABS('ورودی نیروها'!I299)","v":363409.77100000001},{"$f":"ABS('ورودی نیروها'!J299)","v":2209897.5269999998},{"$f":"VLOOKUP(C306,'ورودی نیروها'!M$4:P$1000000,2,FALSE)","v":60},{"$f":"VLOOKUP(C306,'ورودی نیروها'!M$4:P$1000000,3,FALSE)","v":45},{"$f":"VLOOKUP(C306,'ورودی نیروها'!M$4:P$1000000,4,FALSE)","v":4},105,90,{"$f":"IF(VLOOKUP(C306,'ورودی نیروها'!M$4:Q$1048576,5,FALSE)=0,IF(K306=1,2*L306+2*M306,IF(K306=2,L306+2*M306,IF(K306=3,2*L306+M306,L306+M306))),VLOOKUP(C306,'ورودی نیروها'!M$4:Q$1048576,5,FALSE))","v":195},225709.28571428571,352953.94736842107,263335,285525,1.3333333333333333,20,12.570053699169309,0.41863246886335237,0.38165241513967074,152135.12964279551,843412.72839073569,17550,8.4962755420767344,0.67591402116589294,"-","-","-","-","-"]
[null,{"$f":"'ورودی نیروها'!C300","v":"BASE"},{"$f":"'ورودی نیروها'!D300","v":4},{"$f":"'ورودی نیروها'!E300","v":"ACIS16"},"4 - ACIS16",{"$f":"ABS('ورودی نیروها'!H300)","v":40279.67},{"$f":"ABS('ورودی نیروها'!I300)","v":420601.255},{"$f":"ABS('ورودی نیروها'!J300)","v":2264460.2119999998},{"$f":"VLOOKUP(C307,'ورودی نیروها'!M$4:P$1000000,2,FALSE)","v":60},{"$f":"VLOOKUP(C307,'ورودی نیروها'!M$4:P$1000000,3,FALSE)","v":45},{"$f":"VLOOKUP(C307,'ورودی نیروها'!M$4:P$1000000,4,FALSE)","v":4},105,90,{"$f":"IF(VLOOKUP(C307,'ورودی نیروها'!M$4:Q$1048576,5,FALSE)=0,IF(K307=1,2*L307+2*M307,IF(K307=2,L307+2*M307,IF(K307=3,2*L307+M307,L307+M307))),VLOOKUP(C307,'ورودی نیروها'!M$4:Q$1048576,5,FALSE))","v":195},225709.28571428571,352953.94736842107,263335,285525,1.3333333333333333,20,12.570053699169309,0.41863246886335237,0.38165241513967074,176077.34178767444,864236.70889749075,17550,6.3571354428314324,0.50573653820202402,"-","-","-","-","-"]
[null,{"$f":"'ورودی نیروها'!C301","v":"BASE"},{"$f":"'ورودی نیروها'!D301","v":4},{"$f":"'ورودی نیروها'!E301","v":"ACIS17"},"4 - ACIS17",{"$f":"ABS('ورودی نیروها'!H301)","v":227985.76},{"$f":"ABS('ورودی نیروها'!I301)","v":1200949.095},{"$f":"ABS('ورودی نیروها'!J301)","v":2391201.1179999998},{"$f":"VLOOKUP(C308,'ورودی نیروها'!M$4:P$1000000,2,FALSE)","v":60},{"$f":"VLOOKUP(C308,'ورودی نیروها'!M$4:P$1000000,3,FALSE)","v":45},{"$f":"VLOOKUP(C308,'ورودی نیروها'!M$4:P$1000000,4,FALSE)","v":4},105,90,{"$f":"IF(VLOOKUP(C308,'ورودی نیروها'!M$4:Q$1048576,5,FALSE)=0,IF(K308=1,2*L308+2*M308,IF(K308=2,L308+2*M308,IF(K308=3,2*L308+M308,L308+M308))),VLOOKUP(C308,'ورودی نیروها'!M$4:Q$1048576,5,FALSE))","v":195},225709.28571428571,352953.94736842107,263335,285525,1.3333333333333333,20,12.570053699169309,0.41863246886335237,0.38165241513967074,502756.28461905872,912607.6817693807,17550,18.683669056170856,1.4863635035549263,303981.01333333337,882417.7696816856,"OK","OK",0.39738499820510059]
[null,{"$f":"'ورودی نیروها'!C302","v":"BASE"},{"$f":"'ورودی نیروها'!D302","v":4},{"$f":"'ورودی نیروها'!E302","v":"ACIS18"},"4 - ACIS18",{"$f":"ABS('ورودی نیروها'!H302)","v":187194.4},{"$f":"ABS('ورودی نیروها'!I302)","v":1143757.611},{"$f":"ABS('ورودی نیروها'!J302)","v":2336638.4330000002},{"$f":"VLOOKUP(C309,'ورودی نیروها'!M$4:P$1000000,2,FALSE)","v":60},{"$f":"VLOOKUP(C309,'ورودی نیروها'!M$4:P$1000000,3,FALSE)","v":45},{"$f":"VLOOKUP(C309,'ورودی نیروها'!M$4:P$1000000,4,FALSE)","v":4},105,90,{"$f":"IF(VLOOKUP(C309,'ورودی نیروها'!M$4:Q$1048576,5,FALSE)=0,IF(K309=1,2*L309+2*M309,IF(K309=2,L309+2*M309,IF(K309=3,2*L309+M309,L309+M309))),VLOOKUP(C309,'ورودی نیروها'!M$4:Q$1048576,5,FALSE))","v":195},225709.28571428571,352953.94736842107,263335,285525,1.3333333333333333,20,12.570053699169309,0.41863246886335237,0.38165241513967074,478814.07247417979,891783.70126262575,17550,16.174221691028691,1.2867265389723486,249592.53333333333,882417.7696816856,"OK","OK",0.23427091947085985]
[null,{"$f":"'ورودی نیروها'!C303","v":"BASE"},{"$f":"'ورودی نیروها'!D303","v":4},{"$f":"'ورودی نیروها'!E303","v":"ACIS19"},"4 - ACIS19",{"$f":"ABS('ورودی نیروها'!H303)","v":213218.34},{"$f":"ABS('ورودی نیروها'!I303)","v":252668.258},{"$f":"ABS('ورودی نیروها'!J303)","v":2439245.3149999999},{"$f":"VLOOKUP(C310,'ورودی نیروها'!M$4:P$1000000,2,FALSE)","v":60},{"$f":"VLOOKUP(C310,'ورودی نیروها'!M$4:P$1000000,3,FALSE)","v":45},{"$f":"VLOOKUP(C310,'ورودی نیروها'!M$4:P$1000000,4,FALSE)","v":4},105,90,{"$f":"IF(VLOOKUP(C310,'ورودی نیروها'!M$4:Q$1048576,5,FALSE)=0,IF(K310=1,2*L310+2*M310,IF(K310=2,L310+2*M310,IF(K310=3,2*L310+M310,L310+M310))),VLOOKUP(C310,'ورودی نیروها'!M$4:Q$1048576,5,FALSE))","v":195},225709.28571428571,352953.94736842107,263335,285525,1.3333333333333333,20,12.570053699169309,0.41863246886335237,0.38165241513967074,105775.13664994248,930943.86558787688,17550,16.153035061257757,1.2850410545442006,284291.12,882417.7696816856,"OK","OK",0.23289378853574916]
[null,{"$f":"'ورودی نیروها'!C304","v":"BASE"},{"$f":"'ورودی نیروها'!D304","v":4},{"$f":"'ورودی نیروها'!E304","v":"ACIS20"},"4 - ACIS20",{"$f":"ABS('ورودی نیروها'!H304)","v":187194.4},{"$f":"ABS('ورودی نیروها'!I304)","v":1143757.611},{"$f":"ABS('ورودی نیروها'!J304)","v":2336638.4330000002},{"$f":"VLOOKUP(C311,'ورودی نیروها'!M$4:P$1000000,2,FALSE)","v":60},{"$f":"VLOOKUP(C311,'ورودی نیروها'!M$4:P$1000000,3,FALSE)","v":45},{"$f":"VLOOKUP(C311,'ورودی نیروها'!M$4:P$1000000,4,FALSE)","v":4},105,90,{"$f":"IF(VLOOKUP(C311,'ورودی نیروها'!M$4:Q$1048576,5,FALSE)=0,IF(K311=1,2*L311+2*M311,IF(K311=2,L311+2*M311,IF(K311=3,2*L311+M311,L311+M311))),VLOOKUP(C311,'ورودی نیروها'!M$4:Q$1048576,5,FALSE))","v":195},225709.28571428571,352953.94736842107,263335,285525,1.3333333333333333,20,12.570053699169309,0.41863246886335237,0.38165241513967074,478814.07247417979,891783.70126262575,17550,16.174221691028691,1.2867265389723486,249592.53333333333,882417.7696816856,"OK","OK",0.23427091947085985]
[null,{"$f":"'ورودی نیروها'!C305","v":"BASE"},{"$f":"'ورودی نیروها'!D305","v":4},{"$f":"'ورودی نیروها'!E305","v":"ACIS21"},"4 - ACIS21",{"$f":"ABS('ورودی نیروها'!H305)","v":99480.02},{"$f":"ABS('ورودی نیروها'!I305)","v":652718.43299999996},{"$f":"ABS('ورودی نیروها'!J305)","v":1981322.084},{"$f":"VLOOKUP(C312,'ورودی نیروها'!M$4:P$1000000,2,FALSE)","v":60},{"$f":"VLOOKUP(C312,'ورودی نیروها'!M$4:P$1000000,3,FALSE)","v":45},{"$f":"VLOOKUP(C312,'ورودی نیروها'!M$4:P$1000000,4,FALSE)","v":4},105,90,{"$f":"IF(VLOOKUP(C312,'ورودی نیروها'!M$4:Q$1048576,5,FALSE)=0,IF(K312=1,2*L312+2*M312,IF(K312=2,L312+2*M312,IF(K312=3,2*L312+M312,L312+M312))),VLOOKUP(C312,'ورودی نیروها'!M$4:Q$1048576,5,FALSE))","v":195},225709.28571428571,352953.94736842107,263335,285525,1.3333333333333333,20,12.570053699169309,0.41863246886335237,0.38165241513967074,273249.12907940865,756176.35852816561,17550,9.7505390505066707,0.77569589469224265,"-","-","-","-","-"]
[null,{"$f":"'ورودی نیروها'!C306","v":"BASE"},{"$f":"'ورودی نیروها'!D306","v":4},{"$f":"'ورودی نیروها'!E306","v":"ACIS22"},"4 - ACIS22",{"$f":"ABS('ورودی نیروها'!H306)","v":58688.66},{"$f":"ABS('ورودی نیروها'!I306)","v":595526.94900000002},{"$f":"ABS('ورودی نیروها'!J306)","v":2035884.7690000001},{"$f":"VLOOKUP(C313,'ورودی نیروها'!M$4:P$1000000,2,FALSE)","v":60},{"$f":"VLOOKUP(C313,'ورودی نیروها'!M$4:P$1000000,3,FALSE)","v":45},{"$f":"VLOOKUP(C313,'ورودی نیروها'!M$4:P$1000000,4,FALSE)","v":4},105,90,{"$f":"IF(VLOOKUP(C313,'ورودی نیروها'!M$4:Q$1048576,5,FALSE)=0,IF(K313=1,2*L313+2*M313,IF(K313=2,L313+2*M313,IF(K313=3,2*L313+M313,L313+M313))),VLOOKUP(C313,'ورودی نیروها'!M$4:Q$1048576,5,FALSE))","v":195},225709.28571428571,352953.94736842107,263335,285525,1.3333333333333333,20,12.570053699169309,0.41863246886335237,0.38165241513967074,249306.91693452976,777000.33903492067,17550,7.399247498353704,0.58864088216605492,"-","-","-","-","-"]
[null,{"$f":"'ورودی نیروها'!C307","v":"BASE"},{"$f":"'ورودی نیروها'!D307","v":4},{"$f":"'ورودی نیروها'!E307","v":"ACIS23"},"4 - ACIS23",{"$f":"ABS('ورودی نیروها'!H307)","v":84712.6},{"$f":"ABS('ورودی نیروها'!I307)","v":800898.92},{"$f":"ABS('ورودی نیروها'!J307)","v":1933277.8870000001},{"$f":"VLOOKUP(C314,'ورودی نیروها'!M$4:P$1000000,2,FALSE)","v":60},{"$f":"VLOOKUP(C314,'ورودی نیروها'!M$4:P$1000000,3,FALSE)","v":45},{"$f":"VLOOKUP(C314,'ورودی نیروها'!M$4:P$1000000,4,FALSE)","v":4},105,90,{"$f":"IF(VLOOKUP(C314,'ورودی نیروها'!M$4:Q$1048576,5,FALSE)=0,IF(K314=1,2*L314+2*M314,IF(K314=2,L314+2*M314,IF(K314=3,2*L314+M314,L314+M314))),VLOOKUP(C314,'ورودی نیروها'!M$4:Q$1048576,5,FALSE))","v":195},225709.28571428571,352953.94736842107,263335,285525,1.3333333333333333,20,12.570053699169309,0.41863246886335237,0.38165241513967074,335282.29218959255,737840.17470966955,17550,9.1142965379938072,0.72508015925151736,"-","-","-","-","-"]
[null,{"$f":"'ورودی نیروها'!C308","v":"BASE"},{"$f":"'ورودی نیروها'!D308","v":4},{"$f":"'ورودی نیروها'!E308","v":"ACIS24"},"4 - ACIS24",{"$f":"ABS('ورودی نیروها'!H308)","v":43921.24},{"$f":"ABS('ورودی نیروها'!I308)","v":858090.40500000003},{"$f":"ABS('ورودی نیروها'!J308)","v":1987840.5719999999},{"$f":"VLOOKUP(C315,'ورودی نیروها'!M$4:P$1000000,2,FALSE)","v":60},{"$f":"VLOOKUP(C315,'ورودی نیروها'!M$4:P$1000000,3,FALSE)","v":45},{"$f":"VLOOKUP(C315,'ورودی نیروها'!M$4:P$1000000,4,FALSE)","v":4},105,90,{"$f":"IF(VLOOKUP(C315,'ورودی نیروها'!M$4:Q$1048576,5,FALSE)=0,IF(K315=1,2*L315+2*M315,IF(K315=2,L315+2*M315,IF(K315=3,2*L315+M315,L315+M315))),VLOOKUP(C315,'ورودی نیروها'!M$4:Q$1048576,5,FALSE))","v":195},225709.28571428571,352953.94736842107,263335,285525,1.3333333333333333,20,12.570053699169309,0.41863246886335237,0.38165241513967074,359224.50475310395,758664.15521642449,17550,6.9751558708026771,0.554902631105198,"-","-","-","-","-"]
[null,{"$f":"'ورودی نیروها'!C309","v":"BASE"},{"$f":"'ورودی نیروها'!D309","v":4},{"$f":"'ورودی نیروها'!E309","v":"ACIS25"},"4 - ACIS25",{"$f":"ABS('ورودی نیروها'!H309)","v":200783.64},{"$f":"ABS('ورودی نیروها'!I309)","v":2639331.9029999999},{"$f":"ABS('ورودی نیروها'!J309)","v":846259.38},{"$f":"VLOOKUP(C316,'ورودی نیروها'!M$4:P$1000000,2,FALSE)","v":60},{"$f":"VLOOKUP(C316,'ورودی نیروها'!M$4:P$1000000,3,FALSE)","v":45},{"$f":"VLOOKUP(C316,'ورودی نیروها'!M$4:P$1000000,4,FALSE)","v":4},105,90,{"$f":"IF(VLOOKUP(C316,'ورودی نیروها'!M$4:Q$1048576,5,FALSE)=0,IF(K316=1,2*L316+2*M316,IF(K316=2,L316+2*M316,IF(K316=3,2*L316+M316,L316+M316))),VLOOKUP(C316,'ورودی نیروها'!M$4:Q$1048576,5,FALSE))","v":195},225709.28571428571,352953.94736842107,263335,285525,1.3333333333333333,20,12.570053699169309,0.41863246886335237,0.38165241513967074,1104910.0307027001,322976.93621160038,17550,17.56242964159765,1.3971642494063699,267711.52,882417.7696816856,"OK","OK",0.32450443625784214]
[null,{"$f":"'ورودی نیروها'!C310","v":"BASE"},{"$f":"'ورودی نیروها'!D310","v":4},{"$f":"'ورودی نیروها'!E310","v":"ACIS26"},"4 - ACIS26",{"$f":"ABS('ورودی نیروها'!H310)","v":159992.28},{"$f":"ABS('ورودی نیروها'!I310)","v":2582140.4190000002},{"$f":"ABS('ورودی نیروها'!J310)","v":791696.69400000002},{"$f":"VLOOKUP(C317,'ورودی نیروها'!M$4:P$1000000,2,FALSE)","v":60},{"$f":"VLOOKUP(C317,'ورودی نیروها'!M$4:P$1000000,3,FALSE)","v":45},{"$f":"VLOOKUP(C317,'ورودی نیروها'!M$4:P$1000000,4,FALSE)","v":4},105,90,{"$f":"IF(VLOOKUP(C317,'ورودی نیروها'!M$4:Q$1048576,5,FALSE)=0,IF(K317=1,2*L317+2*M317,IF(K317=2,L317+2*M317,IF(K317=3,2*L317+M317,L317+M317))),VLOOKUP(C317,'ورودی نیروها'!M$4:Q$1048576,5,FALSE))","v":195},225709.28571428571,352953.94736842107,263335,285525,1.3333333333333333,20,12.570053699169309,0.41863246886335237,0.38165241513967074,1080967.8185578212,302152.95532319287,17550,15.052982275006178,1.1975272847084937,213323.04,882417.7696816856,"OK","OK",0.16139035742939647]
[null,{"$f":"'ورودی نیروها'!C311","v":"BASE"},{"$f":"'ورودی نیروها'!D311","v":4},{"$f":"'ورودی نیروها'!E311","v":"ACIS27"},"4 - ACIS27",{"$f":"ABS('ورودی نیروها'!H311)","v":161139.44},{"$f":"ABS('ورودی نیروها'!I311)","v":2606109.449},{"$f":"ABS('ورودی نیروها'!J311)","v":548483.473},{"$f":"VLOOKUP(C318,'ورودی نیروها'!M$4:P$1000000,2,FALSE)","v":60},{"$f":"VLOOKUP(C318,'ورودی نیروها'!M$4:P$1000000,3,FALSE)","v":45},{"$f":"VLOOKUP(C318,'ورودی نیروها'!M$4:P$1000000,4,FALSE)","v":4},105,90,{"$f":"IF(VLOOKUP(C318,'ورودی نیروها'!M$4:Q$1048576,5,FALSE)=0,IF(K318=1,2*L318+2*M318,IF(K318=2,L318+2*M318,IF(K318=3,2*L318+M318,L318+M318))),VLOOKUP(C318,'ورودی نیروها'!M$4:Q$1048576,5,FALSE))","v":195},225709.28571428571,352953.94736842107,263335,285525,1.3333333333333333,20,12.570053699169309,0.41863246886335237,0.38165241513967074,1091002.032762981,209330.04213464438,17550,14.810314036903076,1.1782220180874656,214852.58666666667,882417.7696816856,"OK","OK",0.14561692195269488]
[null,{"$f":"'ورودی نیروها'!C312","v":"BASE"},{"$f":"'ورودی نیروها'!D312","v":4},{"$f":"'ورودی نیروها'!E312","v":"ACIS28"},"4 - ACIS28",{"$f":"ABS('ورودی نیروها'!H312)","v":159992.28},{"$f":"ABS('ورودی نیروها'!I312)","v":2582140.4190000002},{"$f":"ABS('ورودی نیروها'!J312)","v":791696.69400000002},{"$f":"VLOOKUP(C319,'ورودی نیروها'!M$4:P$1000000,2,FALSE)","v":60},{"$f":"VLOOKUP(C319,'ورودی نیروها'!M$4:P$1000000,3,FALSE)","v":45},{"$f":"VLOOKUP(C319,'ورودی نیروها'!M$4:P$1000000,4,FALSE)","v":4},105,90,{"$f":"IF(VLOOKUP(C319,'ورودی نیروها'!M$4:Q$1048576,5,FALSE)=0,IF(K319=1,2*L319+2*M319,IF(K319=2,L319+2*M319,IF(K319=3,2*L319+M319,L319+M319))),VLOOKUP(C319,'ورودی نیروها'!M$4:Q$1048576,5,FALSE))","v":195},225709.28571428571,352953.94736842107,263335,285525,1.3333333333333333,20,12.570053699169309,0.41863246886335237,0.38165241513967074,1080967.8185578212,302152.95532319287,17550,15.052982275006178,1.1975272847084937,213323.04,882417.7696816856,"OK","OK",0.16139035742939647]
[null,{"$f":"'ورودی نیروها'!C313","v":"BASE"},{"$f":"'ورودی نیروها'!D313","v":4},{"$f":"'ورودی نیروها'!E313","v":"ACIS29"},"4 - ACIS29",{"$f":"ABS('ورودی نیروها'!H313)","v":151558.91},{"$f":"ABS('ورودی نیروها'!I313)","v":2206059.2749999999},{"$f":"ABS('ورودی نیروها'!J313)","v":1006406.704},{"$f":"VLOOKUP(C320,'ورودی نیروها'!M$4:P$1000000,2,FALSE)","v":60},{"$f":"VLOOKUP(C320,'ورودی نیروها'!M$4:P$1000000,3,FALSE)","v":45},{"$f":"VLOOKUP(C320,'ورودی نیروها'!M$4:P$1000000,4,FALSE)","v":4},105,90,{"$f":"IF(VLOOKUP(C320,'ورودی نیروها'!M$4:Q$1048576,5,FALSE)=0,IF(K320=1,2*L320+2*M320,IF(K320=2,L320+2*M320,IF(K320=3,2*L320+M320,L320+M320))),VLOOKUP(C320,'ورودی نیروها'!M$4:Q$1048576,5,FALSE))","v":195},225709.28571428571,352953.94736842107,263335,285525,1.3333333333333333,20,12.570053699169309,0.41863246886335237,0.38165241513967074,923528.04075214721,384097.54919435573,17550,14.186094949793807,1.1285627960946016,202078.54666666666,882417.7696816856,"OK","OK",0.10504268129059238]
[null,{"$f":"'ورودی نیروها'!C314","v":"BASE"},{"$f":"'ورودی نیروها'!D314","v":4},{"$f":"'ورودی نیروها'!E314","v":"ACIS30"},"4 - ACIS30",{"$f":"ABS('ورودی نیروها'!H314)","v":110767.56},{"$f":"ABS('ورودی نیروها'!I314)","v":2263250.7590000001},{"$f":"ABS('ورودی نیروها'!J314)","v":951844.01899999997},{"$f":"VLOOKUP(C321,'ورودی نیروها'!M$4:P$1000000,2,FALSE)","v":60},{"$f":"VLOOKUP(C321,'ورودی نیروها'!M$4:P$1000000,3,FALSE)","v":45},{"$f":"VLOOKUP(C321,'ورودی نیروها'!M$4:P$1000000,4,FALSE)","v":4},105,90,{"$f":"IF(VLOOKUP(C321,'ورودی نیروها'!M$4:Q$1048576,5,FALSE)=0,IF(K321=1,2*L321+2*M321,IF(K321=2,L321+2*M321,IF(K321=3,2*L321+M321,L321+M321))),VLOOKUP(C321,'ورودی نیروها'!M$4:Q$1048576,5,FALSE))","v":195},225709.28571428571,352953.94736842107,263335,285525,1.3333333333333333,20,12.570053699169309,0.41863246886335237,0.38165241513967074,947470.25289702613,363273.56868760061,17550,11.888799037559311,0.94580336107434304,"-","-","-","-","-"]
[null,{"$f":"'ورودی نیروها'!C315","v":"BASE"},{"$f":"'ورودی نیروها'!D315","v":4},{"$f":"'ورودی نیروها'!E315","v":"ACIS31"},"4 - ACIS31",{"$f":"ABS('ورودی نیروها'!H315)","v":111914.72},{"$f":"ABS('ورودی نیروها'!I315)","v":2239281.7280000001},{"$f":"ABS('ورودی نیروها'!J315)","v":388336.14899999998},{"$f":"VLOOKUP(C322,'ورودی نیروها'!M$4:P$1000000,2,FALSE)","v":60},{"$f":"VLOOKUP(C322,'ورودی نیروها'!M$4:P$1000000,3,FALSE)","v":45},{"$f":"VLOOKUP(C322,'ورودی نیروها'!M$4:P$1000000,4,FALSE)","v":4},105,90,{"$f":"IF(VLOOKUP(C322,'ورودی نیروها'!M$4:Q$1048576,5,FALSE)=0,IF(K322=1,2*L322+2*M322,IF(K322=2,L322+2*M322,IF(K322=3,2*L322+M322,L322+M322))),VLOOKUP(C322,'ورودی نیروها'!M$4:Q$1048576,5,FALSE))","v":195},225709.28571428571,352953.94736842107,263335,285525,1.3333333333333333,20,12.570053699169309,0.41863246886335237,0.38165241513967074,937436.03827323392,148209.42915188902,17550,11.09301381857729,0.88249534043839217,"-","-","-","-","-"]
[null,{"$f":"'ورودی نیروها'!C316","v":"BASE"},{"$f":"'ورودی نیروها'!D316","v":4},{"$f":"'ورودی نیروها'!E316","v":"ACIS32"},"4 - ACIS32",{"$f":"ABS('ورودی نیروها'!H316)","v":71123.360000000001},{"$f":"ABS('ورودی نیروها'!I316)","v":2296473.213},{"$f":"ABS('ورودی نیروها'!J316)","v":442898.83399999997},{"$f":"VLOOKUP(C323,'ورودی نیروها'!M$4:P$1000000,2,FALSE)","v":60},{"$f":"VLOOKUP(C323,'ورودی نیروها'!M$4:P$1000000,3,FALSE)","v":45},{"$f":"VLOOKUP(C323,'ورودی نیروها'!M$4:P$1000000,4,FALSE)","v":4},105,90,{"$f":"IF(VLOOKUP(C323,'ورودی نیروها'!M$4:Q$1048576,5,FALSE)=0,IF(K323=1,2*L323+2*M323,IF(K323=2,L323+2*M323,IF(K323=3,2*L323+M323,L323+M323))),VLOOKUP(C323,'ورودی نیروها'!M$4:Q$1048576,5,FALSE))","v":195},225709.28571428571,352953.94736842107,263335,285525,1.3333333333333333,20,12.570053699169309,0.41863246886335237,0.38165241513967074,961378.25083674525,169033.40965864412,17550,8.9538731513861602,0.71231781229207292,"-","-","-","-","-"]
[null,{"$f":"'ورودی نیروها'!C317","v":"BASE"},{"$f":"'ورودی نیروها'!D317","v":4},{"$f":"'ورودی نیروها'!E317","v":"ACIS34"},"4 - ACIS34",{"$f":"ABS('ورودی نیروها'!H317)","v":198662.21},{"$f":"ABS('ورودی نیروها'!I317)","v":2893659.9550000001},{"$f":"ABS('ورودی نیروها'!J317)","v":685450.87199999997},{"$f":"VLOOKUP(C324,'ورودی نیروها'!M$4:P$1000000,2,FALSE)","v":60},{"$f":"VLOOKUP(C324,'ورودی نیروها'!M$4:P$1000000,3,FALSE)","v":45},{"$f":"VLOOKUP(C324,'ورودی نیروها'!M$4:P$1000000,4,FALSE)","v":4},105,90,{"$f":"IF(VLOOKUP(C324,'ورودی نیروها'!M$4:Q$1048576,5,FALSE)=0,IF(K324=1,2*L324+2*M324,IF(K324=2,L324+2*M324,IF(K324=3,2*L324+M324,L324+M324))),VLOOKUP(C324,'ورودی نیروها'!M$4:Q$1048576,5,FALSE))","v":195},225709.28571428571,352953.94736842107,263335,285525,1.3333333333333333,20,12.570053699169309,0.41863246886335237,0.38165241513967074,1211380.0110126671,261603.9807583933,17550,17.680202951980228,1.4065336055922038,264882.94666666666,882417.7696816856,"OK","OK",0.33215970143270973]
[null,{"$f":"'ورودی نیروها'!C318","v":"BASE"},{"$f":"'ورودی نیروها'!D318","v":4},{"$f":"'ورودی نیروها'!E318","v":"ACIS35"},"4 - ACIS35",{"$f":"ABS('ورودی نیروها'!H318)","v":159018.01},{"$f":"ABS('ورودی نیروها'!I318)","v":2860437.5010000002},{"$f":"ABS('ورودی نیروها'!J318)","v":709291.98},{"$f":"VLOOKUP(C325,'ورودی نیروها'!M$4:P$1000000,2,FALSE)","v":60},{"$f":"VLOOKUP(C325,'ورودی نیروها'!M$4:P$1000000,3,FALSE)","v":45},{"$f":"VLOOKUP(C325,'ورودی نیروها'!M$4:P$1000000,4,FALSE)","v":4},105,90,{"$f":"IF(VLOOKUP(C325,'ورودی نیروها'!M$4:Q$1048576,5,FALSE)=0,IF(K325=1,2*L325+2*M325,IF(K325=2,L325+2*M325,IF(K325=3,2*L325+M325,L325+M325))),VLOOKUP(C325,'ورودی نیروها'!M$4:Q$1048576,5,FALSE))","v":195},225709.28571428571,352953.94736842107,263335,285525,1.3333333333333333,20,12.570053699169309,0.41863246886335237,0.38165241513967074,1197472.013072948,270702.99720619904,17550,15.394208108007787,1.2246732175078228,212024.01333333334,882417.7696816856,"OK","OK",0.18357003657450105]
[null,{"$f":"'ورودی نیروها'!C319","v":"BASE"},{"$f":"'ورودی نیروها'!D319","v":4},{"$f":"'ورودی نیروها'!E319","v":"ACIS36"},"4 - ACIS36",{"$f":"ABS('ورودی نیروها'!H319)","v":118226.66},{"$f":"ABS('ورودی نیروها'!I319)","v":2803246.017},{"$f":"ABS('ورودی نیروها'!J319)","v":763854.66500000004},{"$f":"VLOOKUP(C326,'ورودی نیروها'!M$4:P$1000000,2,FALSE)","v":60},{"$f":"VLOOKUP(C326,'ورودی نیروها'!M$4:P$1000000,3,FALSE)","v":45},{"$f":"VLOOKUP(C326,'ورودی نیروها'!M$4:P$1000000,4,FALSE)","v":4},105,90,{"$f":"IF(VLOOKUP(C326,'ورودی نیروها'!M$4:Q$1048576,5,FALSE)=0,IF(K326=1,2*L326+2*M326,IF(K326=2,L326+2*M326,IF(K326=3,2*L326+M326,L326+M326))),VLOOKUP(C326,'ورودی نیروها'!M$4:Q$1048576,5,FALSE))","v":195},225709.28571428571,352953.94736842107,263335,285525,1.3333333333333333,20,12.570053699169309,0.41863246886335237,0.38165241513967074,1173529.800928069,291526.97771295416,17550,13.042917125655389,1.0376182503116378,157635.54666666666,882417.7696816856,"OK","OK",3.0736122721595233E-2]
[null,{"$f":"'ورودی نیروها'!C320","v":"BASE"},{"$f":"'ورودی نیروها'!D320","v":4},{"$f":"'ورودی نیروها'!E320","v":"ACIS37"},"4 - ACIS37",{"$f":"ABS('ورودی نیروها'!H320)","v":153680.35},{"$f":"ABS('ورودی نیروها'!I320)","v":2460387.3259999999},{"$f":"ABS('ورودی نیروها'!J320)","v":1167215.2109999999},{"$f":"VLOOKUP(C327,'ورودی نیروها'!M$4:P$1000000,2,FALSE)","v":60},{"$f":"VLOOKUP(C327,'ورودی نیروها'!M$4:P$1000000,3,FALSE)","v":45},{"$f":"VLOOKUP(C327,'ورودی نیروها'!M$4:P$1000000,4,FALSE)","v":4},105,90,{"$f":"IF(VLOOKUP(C327,'ورودی نیروها'!M$4:Q$1048576,5,FALSE)=0,IF(K327=1,2*L327+2*M327,IF(K327=2,L327+2*M327,IF(K327=3,2*L327+M327,L327+M327))),VLOOKUP(C327,'ورودی نیروها'!M$4:Q$1048576,5,FALSE))","v":195},225709.28571428571,352953.94736842107,263335,285525,1.3333333333333333,20,12.570053699169309,0.41863246886335237,0.38165241513967074,1029998.0206434818,445470.50426591036,17550,15.01174799340275,1.1942469262796229,204907.13333333333,882417.7696816856,"OK","OK",0.15871012912517368]
[null,{"$f":"'ورودی نیروها'!C321","v":"BASE"},{"$f":"'ورودی نیروها'!D321","v":4},{"$f":"'ورودی نیروها'!E321","v":"ACIS38"},"4 - ACIS38",{"$f":"ABS('ورودی نیروها'!H321)","v":112888.99},{"$f":"ABS('ورودی نیروها'!I321)","v":2517578.8110000002},{"$f":"ABS('ورودی نیروها'!J321)","v":1112652.5260000001},{"$f":"VLOOKUP(C328,'ورودی نیروها'!M$4:P$1000000,2,FALSE)","v":60},{"$f":"VLOOKUP(C328,'ورودی نیروها'!M$4:P$1000000,3,FALSE)","v":45},{"$f":"VLOOKUP(C328,'ورودی نیروها'!M$4:P$1000000,4,FALSE)","v":4},105,90,{"$f":"IF(VLOOKUP(C328,'ورودی نیروها'!M$4:Q$1048576,5,FALSE)=0,IF(K328=1,2*L328+2*M328,IF(K328=2,L328+2*M328,IF(K328=3,2*L328+M328,L328+M328))),VLOOKUP(C328,'ورودی نیروها'!M$4:Q$1048576,5,FALSE))","v":195},225709.28571428571,352953.94736842107,263335,285525,1.3333333333333333,20,12.570053699169309,0.41863246886335237,0.38165241513967074,1053940.2332069932,424646.5237591553,17550,12.714451513222425,1.0114874460769137,150518.65333333335,882417.7696816856,"OK","OK",9.3858579134525489E-3]
[null,{"$f":"'ورودی نیروها'!C322","v":"BASE"},{"$f":"'ورودی نیروها'!D322","v":4},{"$f":"'ورودی نیروها'!E322","v":"ACIS39"},"4 - ACIS39",{"$f":"ABS('ورودی نیروها'!H322)","v":114036.15},{"$f":"ABS('ورودی نیروها'!I322)","v":2493609.7799999998},{"$f":"ABS('ورودی نیروها'!J322)","v":227527.641},{"$f":"VLOOKUP(C329,'ورودی نیروها'!M$4:P$1000000,2,FALSE)","v":60},{"$f":"VLOOKUP(C329,'ورودی نیروها'!M$4:P$1000000,3,FALSE)","v":45},{"$f":"VLOOKUP(C329,'ورودی نیروها'!M$4:P$1000000,4,FALSE)","v":4},105,90,{"$f":"IF(VLOOKUP(C329,'ورودی نیروها'!M$4:Q$1048576,5,FALSE)=0,IF(K329=1,2*L329+2*M329,IF(K329=2,L329+2*M329,IF(K329=3,2*L329+M329,L329+M329))),VLOOKUP(C329,'ورودی نیروها'!M$4:Q$1048576,5,FALSE))","v":195},225709.28571428571,352953.94736842107,263335,285525,1.3333333333333333,20,12.570053699169309,0.41863246886335237,0.38165241513967074,1043906.0185832009,86836.473698681977,17550,11.452545533518276,0.9110975822064401,"-","-","-","-","-"]
[null,{"$f":"'ورودی نیروها'!C323","v":"BASE"},{"$f":"'ورودی نیروها'!D323","v":4},{"$f":"'ورودی نیروها'!E323","v":"ACIS40"},"4 - ACIS40",{"$f":"ABS('ورودی نیروها'!H323)","v":73244.789999999994},{"$f":"ABS('ورودی نیروها'!I323)","v":2550801.264},{"$f":"ABS('ورودی نیروها'!J323)","v":282090.326},{"$f":"VLOOKUP(C330,'ورودی نیروها'!M$4:P$1000000,2,FALSE)","v":60},{"$f":"VLOOKUP(C330,'ورودی نیروها'!M$4:P$1000000,3,FALSE)","v":45},{"$f":"VLOOKUP(C330,'ورودی نیروها'!M$4:P$1000000,4,FALSE)","v":4},105,90,{"$f":"IF(VLOOKUP(C330,'ورودی نیروها'!M$4:Q$1048576,5,FALSE)=0,IF(K330=1,2*L330+2*M330,IF(K330=2,L330+2*M330,IF(K330=3,2*L330+M330,L330+M330))),VLOOKUP(C330,'ورودی نیروها'!M$4:Q$1048576,5,FALSE))","v":195},225709.28571428571,352953.94736842107,263335,285525,1.3333333333333333,20,12.570053699169309,0.41863246886335237,0.38165241513967074,1067848.2307280798,107660.45420543705,17550,9.313404864472405,0.74092005391256843,"-","-","-","-","-"]
[null,{"$f":"'ورودی نیروها'!C324","v":"BASE"},{"$f":"'ورودی نیروها'!D324","v":4},{"$f":"'ورودی نیروها'!E324","v":"ACIS41"},"4 - ACIS41",{"$f":"ABS('ورودی نیروها'!H324)","v":202905.07},{"$f":"ABS('ورودی نیروها'!I324)","v":2385003.8509999998},{"$f":"ABS('ورودی نیروها'!J324)","v":1007067.887},{"$f":"VLOOKUP(C331,'ورودی نیروها'!M$4:P$1000000,2,FALSE)","v":60},{"$f":"VLOOKUP(C331,'ورودی نیروها'!M$4:P$1000000,3,FALSE)","v":45},{"$f":"VLOOKUP(C331,'ورودی نیروها'!M$4:P$1000000,4,FALSE)","v":4},105,90,{"$f":"IF(VLOOKUP(C331,'ورودی نیروها'!M$4:Q$1048576,5,FALSE)=0,IF(K331=1,2*L331+2*M331,IF(K331=2,L331+2*M331,IF(K331=3,2*L331+M331,L331+M331))),VLOOKUP(C331,'ورودی نیروها'!M$4:Q$1048576,5,FALSE))","v":195},225709.28571428571,352953.94736842107,263335,285525,1.3333333333333333,20,12.570053699169309,0.41863246886335237,0.38165241513967074,998440.05039273296,384349.89128315501,17550,17.44465632976576,1.3877948931052371,270540.09333333332,882417.7696816856,"OK","OK",0.3168491709887693]
[null,{"$f":"'ورودی نیروها'!C325","v":"BASE"},{"$f":"'ورودی نیروها'!D325","v":4},{"$f":"'ورودی نیروها'!E325","v":"ACIS42"},{"$f":"CONCATENATE(C332,\" - \",D332)","v":"4 - ACIS42"},{"$f":"ABS('ورودی نیروها'!H325)","v":162113.71},{"$f":"ABS('ورودی نیروها'!I325)","v":2327812.3670000001},{"$f":"ABS('ورودی نیروها'!J325)","v":952505.20200000005},{"$f":"VLOOKUP(C332,'ورودی نیروها'!M$4:P$1000000,2,FALSE)","v":60},{"$f":"VLOOKUP(C332,'ورودی نیروها'!M$4:P$1000000,3,FALSE)","v":45},{"$f":"VLOOKUP(C332,'ورودی نیروها'!M$4:P$1000000,4,FALSE)","v":4},{"$f":"IF(OR(K332=1,K332=2),I332+$C$6,I332+($C$6/2))","v":105},{"$f":"IF(OR(K332=1,K332=3),J332+$C$6,J332+($C$6/2))","v":90},{"$f":"IF(VLOOKUP(C332,'ورودی نیروها'!M$4:Q$1048576,5,FALSE)=0,IF(K332=1,2*L332+2*M332,IF(K332=2,L332+2*M332,IF(K332=3,2*L332+M332,L332+M332))),VLOOKUP(C332,'ورودی نیروها'!M$4:Q$1048576,5,FALSE))","v":195},{"$f":"IF(K332=1,(L332*$C$6*(L332+3*M332)+$C$6^3)/3,IF(K332=2,(2*M332^2*$C$6*(M332+2*L332)+$C$6^3*(2*M332+L332))/(6*M332),IF(K332=3,M332*$C$6*(M332+6*L332)/6,($C$6*(L332+4*M332)+$C$6^3*(L332+M332))/(6*L332))))","v":225709.28571428571},{"$f":"IF(K332=1,(L332*$C$6*(L332+3*M332)+$C$6^3)/3,IF(K332=2,(2*M332^2*$C$6*(M332+2*L332)+$C$6^3*(2*M332+L332))/(6*(L332+M332)),IF(K332=3,(M332*$C$6*(M332+6*L332)+$C$6^3)/6,(L332^2*$C$6*(L332+4*M332)+$C$6^3*(L332+M332))/(6*(L332+2*M332)))))","v":352953.94736842107},{"$f":"IF(K332=1,(M332*$C$6*(M332+3*L332)+$C$6^3)/3,IF(K332=2,L332*$C$6*(L332+6*M332)/6,IF(K332=3,(2*L332^2*$C$6*(L332+2*M332)+$C$6^3*(2*L332+M332))/(6*L332),($C$6*(M332+4*L332)+$C$6^3*(M332+L332))/(6*M332))))","v":263335},{"$f":"IF(K332=1,(M332*$C$6*(M332+3*L332)+$C$6^3)/3,IF(K332=2,(L332*$C$6*(L332+6*M332)+$C$6^3)/6,IF(K332=3,(2*L332^2*$C$6*(L332+2*M332)+$C$6^3*(2*L332+M332))/(6*(M332+L332)),(M332^2*$C$6*(M332+4*L332)+$C$6^3*(M332+L332))/(6*(M332+2*L332)))))","v":285525},{"$f":"MAX(I332:J332)/MIN(I332:J332)","v":1.3333333333333333},{"$f":"IF(K332=1,40,IF(K332=4,20,30))","v":20},{"$f":"MIN(0.53*$C$5*(1+(2/S332))*SQRT($C$4),0.53*$C$5*(1+((T332*$C$6)/(2*N332)))*SQRT($C$4),1.06*$C$5*SQRT($C$4))","v":12.570053699169309},{"$f":"1-(1/((1+(2/3)*SQRT(L332/M332))))","v":0.41863246886335237},{"$f":"1-(1/((1+(2/3)*SQRT(M332/L332))))","v":0.38165241513967074},{"$f":"V332*G332","v":974497.83824785415},{"$f":"W332*H332","v":363525.91077639995},{"$f":"N332*$C$6","v":17550},{"$f":"(F332/Z332)+(X332/MIN(O332:P332))+(Y332/MIN(Q332:R332))","v":14.935208964623595},{"$f":"AA332/U332","v":1.1881579285226591},{"$f":"IF(AB332<=1,\"-\",F332/$C$5)","v":216151.61333333331},{"$f":"IF(AB332<=1,\"-\",3*U332*N332*$C$6/$C$5)","v":882417.7696816856},{"$f":"IF(AB332<=1,\"-\",IF(AC332<=AD332,\"OK\",\"NOT OK\"))","v":"OK"},{"$f":"IF(AB332<=1,\"-\",IF(OR($C$6>=15,$C$6>=16*($C$8/10)),\"OK\",\"NOT OK\"))","v":"OK"},{"$f":"IF(OR(AE332=\"NOT OK\",AF332=\"NOT OK\"),\"CANT USE\",IF(AB332<=1,\"-\",(AA332-U332)*N332/($C$5*$C$7)))","v":0.15373509225452858}]
[null,{"$f":"'ورودی نیروها'!C326","v":"BASE"},{"$f":"'ورودی نیروها'!D326","v":4},{"$f":"'ورودی نیروها'!E326","v":"ACIS43"},"4 - ACIS43",{"$f":"ABS('ورودی نیروها'!H326)","v":163260.88},{"$f":"ABS('ورودی نیروها'!I326)","v":2351781.398},{"$f":"ABS('ورودی نیروها'!J326)","v":387674.96600000001},{"$f":"VLOOKUP(C333,'ورودی نیروها'!M$4:P$1000000,2,FALSE)","v":60},{"$f":"VLOOKUP(C333,'ورودی نیروها'!M$4:P$1000000,3,FALSE)","v":45},{"$f":"VLOOKUP(C333,'ورودی نیروها'!M$4:P$1000000,4,FALSE)","v":4},105,90,{"$f":"IF(VLOOKUP(C333,'ورودی نیروها'!M$4:Q$1048576,5,FALSE)=0,IF(K333=1,2*L333+2*M333,IF(K333=2,L333+2*M333,IF(K333=3,2*L333+M333,L333+M333))),VLOOKUP(C333,'ورودی نیروها'!M$4:Q$1048576,5,FALSE))","v":195},225709.28571428571,352953.94736842107,263335,285525,1.3333333333333333,20,12.570053699169309,0.41863246886335237,0.38165241513967074,984532.05287164636,147957.08706308974,17550,14.226420537453677,1.1317708641446638,217681.17333333334,882417.7696816856,"OK","OK",0.10766384448848394]
[null,{"$f":"'ورودی نیروها'!C327","v":"BASE"},{"$f":"'ورودی نیروها'!D327","v":4},{"$f":"'ورودی نیروها'!E327","v":"ACIS44"},"4 - ACIS44",{"$f":"ABS('ورودی نیروها'!H327)","v":122469.52},{"$f":"ABS('ورودی نیروها'!I327)","v":2294589.9130000002},{"$f":"ABS('ورودی نیروها'!J327)","v":442237.65100000001},{"$f":"VLOOKUP(C334,'ورودی نیروها'!M$4:P$1000000,2,FALSE)","v":60},{"$f":"VLOOKUP(C334,'ورودی نیروها'!M$4:P$1000000,3,FALSE)","v":45},{"$f":"VLOOKUP(C334,'ورودی نیروها'!M$4:P$1000000,4,FALSE)","v":4},105,90,{"$f":"IF(VLOOKUP(C334,'ورودی نیروها'!M$4:Q$1048576,5,FALSE)=0,IF(K334=1,2*L334+2*M334,IF(K334=2,L334+2*M334,IF(K334=3,2*L334+M334,L334+M334))),VLOOKUP(C334,'ورودی نیروها'!M$4:Q$1048576,5,FALSE))","v":195},225709.28571428571,352953.94736842107,263335,285525,1.3333333333333333,20,12.570053699169309,0.41863246886335237,0.38165241513967074,960589.84030813503,168781.06756984483,17550,11.87512898344597,0.94471585147092385,"-","-","-","-","-"]
[null,{"$f":"'ورودی نیروها'!C328","v":"BASE"},{"$f":"'ورودی نیروها'!D328","v":4},{"$f":"'ورودی نیروها'!E328","v":"ACIS45"},"4 - ACIS45",{"$f":"ABS('ورودی نیروها'!H328)","v":149437.48000000001},{"$f":"ABS('ورودی نیروها'!I328)","v":1951731.223},{"$f":"ABS('ورودی نیروها'!J328)","v":845598.196},{"$f":"VLOOKUP(C335,'ورودی نیروها'!M$4:P$1000000,2,FALSE)","v":60},{"$f":"VLOOKUP(C335,'ورودی نیروها'!M$4:P$1000000,3,FALSE)","v":45},{"$f":"VLOOKUP(C335,'ورودی نیروها'!M$4:P$1000000,4,FALSE)","v":4},105,90,{"$f":"IF(VLOOKUP(C335,'ورودی نیروها'!M$4:Q$1048576,5,FALSE)=0,IF(K335=1,2*L335+2*M335,IF(K335=2,L335+2*M335,IF(K335=3,2*L335+M335,L335+M335))),VLOOKUP(C335,'ورودی نیروها'!M$4:Q$1048576,5,FALSE))","v":195},225709.28571428571,352953.94736842107,263335,285525,1.3333333333333333,20,12.570053699169309,0.41863246886335237,0.38165241513967074,817058.06044218014,322724.59374114865,17550,13.360442472681388,1.0628787109767328,199249.97333333336,882417.7696816856,"OK","OK",5.1375270278285159E-2]
[null,{"$f":"'ورودی نیروها'!C329","v":"BASE"},{"$f":"'ورودی نیروها'!D329","v":4},{"$f":"'ورودی نیروها'!E329","v":"ACIS46"},"4 - ACIS46",{"$f":"ABS('ورودی نیروها'!H329)","v":108646.13},{"$f":"ABS('ورودی نیروها'!I329)","v":2008922.7069999999},{"$f":"ABS('ورودی نیروها'!J329)","v":791035.51100000006},{"$f":"VLOOKUP(C336,'ورودی نیروها'!M$4:P$1000000,2,FALSE)","v":60},{"$f":"VLOOKUP(C336,'ورودی نیروها'!M$4:P$1000000,3,FALSE)","v":45},{"$f":"VLOOKUP(C336,'ورودی نیروها'!M$4:P$1000000,4,FALSE)","v":4},105,90,{"$f":"IF(VLOOKUP(C336,'ورودی نیروها'!M$4:Q$1048576,5,FALSE)=0,IF(K336=1,2*L336+2*M336,IF(K336=2,L336+2*M336,IF(K336=3,2*L336+M336,L336+M336))),VLOOKUP(C336,'ورودی نیروها'!M$4:Q$1048576,5,FALSE))","v":195},225709.28571428571,352953.94736842107,263335,285525,1.3333333333333333,20,12.570053699169309,0.41863246886335237,0.38165241513967074,841000.27258705907,301900.61323439359,17550,11.063146560446892,0.88011927595647421,"-","-","-","-","-"]
[null,{"$f":"'ورودی نیروها'!C330","v":"BASE"},{"$f":"'ورودی نیروها'!D330","v":4},{"$f":"'ورودی نیروها'!E330","v":"ACIS47"},"4 - ACIS47",{"$f":"ABS('ورودی نیروها'!H330)","v":109793.29},{"$f":"ABS('ورودی نیروها'!I330)","v":1984953.6769999999},{"$f":"ABS('ورودی نیروها'!J330)","v":549144.65599999996},{"$f":"VLOOKUP(C337,'ورودی نیروها'!M$4:P$1000000,2,FALSE)","v":60},{"$f":"VLOOKUP(C337,'ورودی نیروها'!M$4:P$1000000,3,FALSE)","v":45},{"$f":"VLOOKUP(C337,'ورودی نیروها'!M$4:P$1000000,4,FALSE)","v":4},105,90,{"$f":"IF(VLOOKUP(C337,'ورودی نیروها'!M$4:Q$1048576,5,FALSE)=0,IF(K337=1,2*L337+2*M337,IF(K337=2,L337+2*M337,IF(K337=3,2*L337+M337,L337+M337))),VLOOKUP(C337,'ورودی نیروها'!M$4:Q$1048576,5,FALSE))","v":195},225709.28571428571,352953.94736842107,263335,285525,1.3333333333333333,20,12.570053699169309,0.41863246886335237,0.38165241513967074,830966.05838189926,209582.38422344366,17550,10.733482104041741,0.85389309870259844,"-","-","-","-","-"]
[null,{"$f":"'ورودی نیروها'!C331","v":"BASE"},{"$f":"'ورودی نیروها'!D331","v":4},{"$f":"'ورودی نیروها'!E331","v":"ACIS48"},"4 - ACIS48",{"$f":"ABS('ورودی نیروها'!H331)","v":69001.929999999993},{"$f":"ABS('ورودی نیروها'!I331)","v":2042145.1610000001},{"$f":"ABS('ورودی نیروها'!J331)","v":603707.34100000001},{"$f":"VLOOKUP(C338,'ورودی نیروها'!M$4:P$1000000,2,FALSE)","v":60},{"$f":"VLOOKUP(C338,'ورودی نیروها'!M$4:P$1000000,3,FALSE)","v":45},{"$f":"VLOOKUP(C338,'ورودی نیروها'!M$4:P$1000000,4,FALSE)","v":4},105,90,{"$f":"IF(VLOOKUP(C338,'ورودی نیروها'!M$4:Q$1048576,5,FALSE)=0,IF(K338=1,2*L338+2*M338,IF(K338=2,L338+2*M338,IF(K338=3,2*L338+M338,L338+M338))),VLOOKUP(C338,'ورودی نیروها'!M$4:Q$1048576,5,FALSE))","v":195},225709.28571428571,352953.94736842107,263335,285525,1.3333333333333333,20,12.570053699169309,0.41863246886335237,0.38165241513967074,854908.2705267783,230406.36473019878,17550,8.5943414349958704,0.68371557040872677,"-","-","-","-","-"]
[null,{"$f":"'ورودی نیروها'!C332","v":"BASE"},{"$f":"'ورودی نیروها'!D332","v":4},{"$f":"'ورودی نیروها'!E332","v":"ACIS49"},"4 - ACIS49",{"$f":"ABS('ورودی نیروها'!H332)","v":181303.08},{"$f":"ABS('ورودی نیروها'!I332)","v":933181.78099999996},{"$f":"ABS('ورودی نیروها'!J332)","v":2445034.46},{"$f":"VLOOKUP(C339,'ورودی نیروها'!M$4:P$1000000,2,FALSE)","v":60},{"$f":"VLOOKUP(C339,'ورودی نیروها'!M$4:P$1000000,3,FALSE)","v":45},{"$f":"VLOOKUP(C339,'ورودی نیروها'!M$4:P$1000000,4,FALSE)","v":4},105,90,{"$f":"IF(VLOOKUP(C339,'ورودی نیروها'!M$4:Q$1048576,5,FALSE)=0,IF(K339=1,2*L339+2*M339,IF(K339=2,L339+2*M339,IF(K339=3,2*L339+M339,L339+M339))),VLOOKUP(C339,'ورودی نیروها'!M$4:Q$1048576,5,FALSE))","v":195},225709.28571428571,352953.94736842107,263335,285525,1.3333333333333333,20,12.570053699169309,0.41863246886335237,0.38165241513967074,390660.19287833018,933153.30675872066,17550,15.605068900655109,1.2414480696837731,241737.43999999997,882417.7696816856,"OK","OK",0.19727598809657698]
[null,{"$f":"'ورودی نیروها'!C333","v":"BASE"},{"$f":"'ورودی نیروها'!D333","v":4},{"$f":"'ورودی نیروها'!E333","v":"ACIS50"},"4 - ACIS50",{"$f":"ABS('ورودی نیروها'!H333)","v":140511.73000000001},{"$f":"ABS('ورودی نیروها'!I333)","v":875990.29599999997},{"$f":"ABS('ورودی نیروها'!J333)","v":2390471.7740000002},{"$f":"VLOOKUP(C340,'ورودی نیروها'!M$4:P$1000000,2,FALSE)","v":60},{"$f":"VLOOKUP(C340,'ورودی نیروها'!M$4:P$1000000,3,FALSE)","v":45},{"$f":"VLOOKUP(C340,'ورودی نیروها'!M$4:P$1000000,4,FALSE)","v":4},105,90,{"$f":"IF(VLOOKUP(C340,'ورودی نیروها'!M$4:Q$1048576,5,FALSE)=0,IF(K340=1,2*L340+2*M340,IF(K340=2,L340+2*M340,IF(K340=3,2*L340+M340,L340+M340))),VLOOKUP(C340,'ورودی نیروها'!M$4:Q$1048576,5,FALSE))","v":195},225709.28571428571,352953.94736842107,263335,285525,1.3333333333333333,20,12.570053699169309,0.41863246886335237,0.38165241513967074,366717.98031481879,912329.32587031322,17550,13.09562210200947,1.0418111501683476,187348.97333333336,882417.7696816856,"OK","OK",3.4161946184610464E-2]
[null,{"$f":"'ورودی نیروها'!C334","v":"BASE"},{"$f":"'ورودی نیروها'!D334","v":4},{"$f":"'ورودی نیروها'!E334","v":"ACIS51"},"4 - ACIS51",{"$f":"ABS('ورودی نیروها'!H334)","v":166535.67000000001},{"$f":"ABS('ورودی نیروها'!I334)","v":520435.57299999997},{"$f":"ABS('ورودی نیروها'!J334)","v":2493078.6570000001},{"$f":"VLOOKUP(C341,'ورودی نیروها'!M$4:P$1000000,2,FALSE)","v":60},{"$f":"VLOOKUP(C341,'ورودی نیروها'!M$4:P$1000000,3,FALSE)","v":45},{"$f":"VLOOKUP(C341,'ورودی نیروها'!M$4:P$1000000,4,FALSE)","v":4},105,90,{"$f":"IF(VLOOKUP(C341,'ورودی نیروها'!M$4:Q$1048576,5,FALSE)=0,IF(K341=1,2*L341+2*M341,IF(K341=2,L341+2*M341,IF(K341=3,2*L341+M341,L341+M341))),VLOOKUP(C341,'ورودی نیروها'!M$4:Q$1048576,5,FALSE))","v":195},225709.28571428571,352953.94736842107,263335,285525,1.3333333333333333,20,12.570053699169309,0.41863246886335237,0.38165241513967074,217871.22880930343,951489.49057721684,17550,14.067713989497399,1.1191450988333538,222047.56000000003,882417.7696816856,"OK","OK",9.7347918871325878E-2]
[null,{"$f":"'ورودی نیروها'!C335","v":"BASE"},{"$f":"'ورودی نیروها'!D335","v":4},{"$f":"'ورودی نیروها'!E335","v":"ACIS52"},"4 - ACIS52",{"$f":"ABS('ورودی نیروها'!H335)","v":125744.31},{"$f":"ABS('ورودی نیروها'!I335)","v":577627.05700000003},{"$f":"ABS('ورودی نیروها'!J335)","v":2438515.9720000001},{"$f":"VLOOKUP(C342,'ورودی نیروها'!M$4:P$1000000,2,FALSE)","v":60},{"$f":"VLOOKUP(C342,'ورودی نیروها'!M$4:P$1000000,3,FALSE)","v":45},{"$f":"VLOOKUP(C342,'ورودی نیروها'!M$4:P$1000000,4,FALSE)","v":4},105,90,{"$f":"IF(VLOOKUP(C342,'ورودی نیروها'!M$4:Q$1048576,5,FALSE)=0,IF(K342=1,2*L342+2*M342,IF(K342=2,L342+2*M342,IF(K342=3,2*L342+M342,L342+M342))),VLOOKUP(C342,'ورودی نیروها'!M$4:Q$1048576,5,FALSE))","v":195},225709.28571428571,352953.94736842107,263335,285525,1.3333333333333333,20,12.570053699169309,0.41863246886335237,0.38165241513967074,241813.44095418238,930665.51007046178,17550,11.770417507462334,0.9363856184830921,"-","-","-","-","-"]
[null,{"$f":"'ورودی نیروها'!C336","v":"BASE"},{"$f":"'ورودی نیروها'!D336","v":4},{"$f":"'ورودی نیروها'!E336","v":"ACIS54"},"4 - ACIS54",{"$f":"ABS('ورودی نیروها'!H336)","v":49155.77},{"$f":"ABS('ورودی نیروها'!I336)","v":822440.26800000004},{"$f":"ABS('ورودی نیروها'!J336)","v":2204108.3820000002},{"$f":"VLOOKUP(C343,'ورودی نیروها'!M$4:P$1000000,2,FALSE)","v":60},{"$f":"VLOOKUP(C343,'ورودی نیروها'!M$4:P$1000000,3,FALSE)","v":45},{"$f":"VLOOKUP(C343,'ورودی نیروها'!M$4:P$1000000,4,FALSE)","v":4},105,90,{"$f":"IF(VLOOKUP(C343,'ورودی نیروها'!M$4:Q$1048576,5,FALSE)=0,IF(K343=1,2*L343+2*M343,IF(K343=2,L343+2*M343,IF(K343=3,2*L343+M343,L343+M343))),VLOOKUP(C343,'ورودی نیروها'!M$4:Q$1048576,5,FALSE))","v":195},225709.28571428571,352953.94736842107,263335,285525,1.3333333333333333,20,12.570053699169309,0.41863246886335237,0.38165241513967074,344300.1998854772,841203.28721989202,17550,7.5207356437239259,0.59830576891019438,"-","-","-","-","-"]
[null,{"$f":"'ورودی نیروها'!C337","v":"BASE"},{"$f":"'ورودی نیروها'!D337","v":4},{"$f":"'ورودی نیروها'!E337","v":"ACIS55"},"4 - ACIS55",{"$f":"ABS('ورودی نیروها'!H337)","v":34388.35},{"$f":"ABS('ورودی نیروها'!I337)","v":631177.08499999996},{"$f":"ABS('ورودی نیروها'!J337)","v":2156064.1850000001},{"$f":"VLOOKUP(C344,'ورودی نیروها'!M$4:P$1000000,2,FALSE)","v":60},{"$f":"VLOOKUP(C344,'ورودی نیروها'!M$4:P$1000000,3,FALSE)","v":45},{"$f":"VLOOKUP(C344,'ورودی نیروها'!M$4:P$1000000,4,FALSE)","v":4},105,90,{"$f":"IF(VLOOKUP(C344,'ورودی نیروها'!M$4:Q$1048576,5,FALSE)=0,IF(K344=1,2*L344+2*M344,IF(K344=2,L344+2*M344,IF(K344=3,2*L344+M344,L344+M344))),VLOOKUP(C344,'ورودی نیروها'!M$4:Q$1048576,5,FALSE))","v":195},225709.28571428571,352953.94736842107,263335,285525,1.3333333333333333,20,12.570053699169309,0.41863246886335237,0.38165241513967074,264231.22138352401,822867.10340139584,17550,6.2549127346295181,0.49760429703199072,"-","-","-","-","-"]
[null,{"$f":"'ورودی نیروها'!C338","v":"BASE"},{"$f":"'ورودی نیروها'!D338","v":4},{"$f":"'ورودی نیروها'!E338","v":"ACIS56"},"4 - ACIS56",{"$f":"ABS('ورودی نیروها'!H338)","v":6403.01},{"$f":"ABS('ورودی نیروها'!I338)","v":688368.56900000002},{"$f":"ABS('ورودی نیروها'!J338)","v":2210626.87},{"$f":"VLOOKUP(C345,'ورودی نیروها'!M$4:P$1000000,2,FALSE)","v":60},{"$f":"VLOOKUP(C345,'ورودی نیروها'!M$4:P$1000000,3,FALSE)","v":45},{"$f":"VLOOKUP(C345,'ورودی نیروها'!M$4:P$1000000,4,FALSE)","v":4},105,90,{"$f":"IF(VLOOKUP(C345,'ورودی نیروها'!M$4:Q$1048576,5,FALSE)=0,IF(K345=1,2*L345+2*M345,IF(K345=2,L345+2*M345,IF(K345=3,2*L345+M345,L345+M345))),VLOOKUP(C345,'ورودی نیروها'!M$4:Q$1048576,5,FALSE))","v":195},225709.28571428571,352953.94736842107,263335,285525,1.3333333333333333,20,12.570053699169309,0.41863246886335237,0.38165241513967074,288173.43352840294,843691.08390815102,17550,4.8454598148713979,0.38547646102670269,"-","-","-","-","-"]
[null,{"$f":"'ورودی نیروها'!C339","v":"BASE"},{"$f":"'ورودی نیروها'!D339","v":4},{"$f":"'ورودی نیروها'!E339","v":"ACIS57"},"4 - ACIS57",{"$f":"ABS('ورودی نیروها'!H339)","v":183123.87},{"$f":"ABS('ورودی نیروها'!I339)","v":714437.20600000001},{"$f":"ABS('ورودی نیروها'!J339)","v":2583344.2790000001},{"$f":"VLOOKUP(C346,'ورودی نیروها'!M$4:P$1000000,2,FALSE)","v":60},{"$f":"VLOOKUP(C346,'ورودی نیروها'!M$4:P$1000000,3,FALSE)","v":45},{"$f":"VLOOKUP(C346,'ورودی نیروها'!M$4:P$1000000,4,FALSE)","v":4},105,90,{"$f":"IF(VLOOKUP(C346,'ورودی نیروها'!M$4:Q$1048576,5,FALSE)=0,IF(K346=1,2*L346+2*M346,IF(K346=2,L346+2*M346,IF(K346=3,2*L346+M346,L346+M346))),VLOOKUP(C346,'ورودی نیروها'!M$4:Q$1048576,5,FALSE))","v":195},225709.28571428571,352953.94736842107,263335,285525,1.3333333333333333,20,12.570053699169309,0.41863246886335237,0.38165241513967074,299086.61139561544,985939.58321760141,17550,15.503555836217334,1.2333722836237275,244165.16,882417.7696816856,"OK","OK",0.19067763890812164]
[null,{"$f":"'ورودی نیروها'!C340","v":"BASE"},{"$f":"'ورودی نیروها'!D340","v":4},{"$f":"'ورودی نیروها'!E340","v":"ACIS58"},"4 - ACIS58",{"$f":"ABS('ورودی نیروها'!H340)","v":142332.51999999999},{"$f":"ABS('ورودی نیروها'!I340)","v":657245.72199999995},{"$f":"ABS('ورودی نیروها'!J340)","v":2528781.594},{"$f":"VLOOKUP(C347,'ورودی نیروها'!M$4:P$1000000,2,FALSE)","v":60},{"$f":"VLOOKUP(C347,'ورودی نیروها'!M$4:P$1000000,3,FALSE)","v":45},{"$f":"VLOOKUP(C347,'ورودی نیروها'!M$4:P$1000000,4,FALSE)","v":4},105,90,{"$f":"IF(VLOOKUP(C347,'ورودی نیروها'!M$4:Q$1048576,5,FALSE)=0,IF(K347=1,2*L347+2*M347,IF(K347=2,L347+2*M347,IF(K347=3,2*L347+M347,L347+M347))),VLOOKUP(C347,'ورودی نیروها'!M$4:Q$1048576,5,FALSE))","v":195},225709.28571428571,352953.94736842107,263335,285525,1.3333333333333333,20,12.570053699169309,0.41863246886335237,0.38165241513967074,275144.39925073652,965115.60271084635,17550,12.994109040875738,1.0337353643711524,189776.69333333333,882417.7696816856,"OK","OK",2.7563597210917914E-2]
[null,{"$f":"'ورودی نیروها'!C341","v":"BASE"},{"$f":"'ورودی نیروها'!D341","v":4},{"$f":"'ورودی نیروها'!E341","v":"ACIS59"},"4 - ACIS59",{"$f":"ABS('ورودی نیروها'!H341)","v":168356.45},{"$f":"ABS('ورودی نیروها'!I341)","v":739180.14800000004},{"$f":"ABS('ورودی نیروها'!J341)","v":2631388.477},{"$f":"VLOOKUP(C348,'ورودی نیروها'!M$4:P$1000000,2,FALSE)","v":60},{"$f":"VLOOKUP(C348,'ورودی نیروها'!M$4:P$1000000,3,FALSE)","v":45},{"$f":"VLOOKUP(C348,'ورودی نیروها'!M$4:P$1000000,4,FALSE)","v":4},105,90,{"$f":"IF(VLOOKUP(C348,'ورودی نیروها'!M$4:Q$1048576,5,FALSE)=0,IF(K348=1,2*L348+2*M348,IF(K348=2,L348+2*M348,IF(K348=3,2*L348+M348,L348+M348))),VLOOKUP(C348,'ورودی نیروها'!M$4:Q$1048576,5,FALSE))","v":195},225709.28571428571,352953.94736842107,263335,285525,1.3333333333333333,20,12.570053699169309,0.41863246886335237,0.38165241513967074,309444.81029201823,1004275.76741775,17550,14.777629812903912,1.1756218522662709,224475.26666666669,882417.7696816856,"OK","OK",0.14349244739274922]
[null,{"$f":"'ورودی نیروها'!C342","v":"BASE"},{"$f":"'ورودی نیروها'!D342","v":4},{"$f":"'ورودی نیروها'!E342","v":"ACIS60"},"4 - ACIS60",{"$f":"ABS('ورودی نیروها'!H342)","v":127565.1},{"$f":"ABS('ورودی نیروها'!I342)","v":796371.63199999998},{"$f":"ABS('ورودی نیروها'!J342)","v":2576825.7919999999},{"$f":"VLOOKUP(C349,'ورودی نیروها'!M$4:P$1000000,2,FALSE)","v":60},{"$f":"VLOOKUP(C349,'ورودی نیروها'!M$4:P$1000000,3,FALSE)","v":45},{"$f":"VLOOKUP(C349,'ورودی نیروها'!M$4:P$1000000,4,FALSE)","v":4},105,90,{"$f":"IF(VLOOKUP(C349,'ورودی نیروها'!M$4:Q$1048576,5,FALSE)=0,IF(K349=1,2*L349+2*M349,IF(K349=2,L349+2*M349,IF(K349=3,2*L349+M349,L349+M349))),VLOOKUP(C349,'ورودی نیروها'!M$4:Q$1048576,5,FALSE))","v":195},225709.28571428571,352953.94736842107,263335,285525,1.3333333333333333,20,12.570053699169309,0.41863246886335237,0.38165241513967074,333387.0224368971,983451.78691099479,17550,12.480333900669415,0.99286241724601199,"-","-","-","-","-"]
[null,{"$f":"'ورودی نیروها'!C343","v":"BASE"},{"$f":"'ورودی نیروها'!D343","v":4},{"$f":"'ورودی نیروها'!E343","v":"ACIS61"},"4 - ACIS61",{"$f":"ABS('ورودی نیروها'!H343)","v":47334.98},{"$f":"ABS('ورودی نیروها'!I343)","v":1041184.843},{"$f":"ABS('ورودی نیروها'!J343)","v":2342418.202},{"$f":"VLOOKUP(C350,'ورودی نیروها'!M$4:P$1000000,2,FALSE)","v":60},{"$f":"VLOOKUP(C350,'ورودی نیروها'!M$4:P$1000000,3,FALSE)","v":45},{"$f":"VLOOKUP(C350,'ورودی نیروها'!M$4:P$1000000,4,FALSE)","v":4},105,90,{"$f":"IF(VLOOKUP(C350,'ورودی نیروها'!M$4:Q$1048576,5,FALSE)=0,IF(K350=1,2*L350+2*M350,IF(K350=2,L350+2*M350,IF(K350=3,2*L350+M350,L350+M350))),VLOOKUP(C350,'ورودی نیروها'!M$4:Q$1048576,5,FALSE))","v":195},225709.28571428571,352953.94736842107,263335,285525,1.3333333333333333,20,12.570053699169309,0.41863246886335237,0.38165241513967074,435873.78136819194,893989.56406042515,17550,8.023154601033573,0.63827528450127324,"-","-","-","-","-"]
[null,{"$f":"'ورودی نیروها'!C344","v":"BASE"},{"$f":"'ورودی نیروها'!D344","v":4},{"$f":"'ورودی نیروها'!E344","v":"ACIS62"},"4 - ACIS62",{"$f":"ABS('ورودی نیروها'!H344)","v":6543.62},{"$f":"ABS('ورودی نیروها'!I344)","v":983993.35900000005},{"$f":"ABS('ورودی نیروها'!J344)","v":2396980.8870000001},{"$f":"VLOOKUP(C351,'ورودی نیروها'!M$4:P$1000000,2,FALSE)","v":60},{"$f":"VLOOKUP(C351,'ورودی نیروها'!M$4:P$1000000,3,FALSE)","v":45},{"$f":"VLOOKUP(C351,'ورودی نیروها'!M$4:P$1000000,4,FALSE)","v":4},105,90,{"$f":"IF(VLOOKUP(C351,'ورودی نیروها'!M$4:Q$1048576,5,FALSE)=0,IF(K351=1,2*L351+2*M351,IF(K351=2,L351+2*M351,IF(K351=3,2*L351+M351,L351+M351))),VLOOKUP(C351,'ورودی نیروها'!M$4:Q$1048576,5,FALSE))","v":195},225709.28571428571,352953.94736842107,263335,285525,1.3333333333333333,20,12.570053699169309,0.41863246886335237,0.38165241513967074,411931.56922331301,914813.54456718022,17550,5.6718630488806046,0.45122027197508546,"-","-","-","-","-"]
[null,{"$f":"'ورودی نیروها'!C345","v":"BASE"},{"$f":"'ورودی نیروها'!D345","v":4},{"$f":"'ورودی نیروها'!E345","v":"ACIS64"},"4 - ACIS64",{"$f":"ABS('ورودی نیروها'!H345)","v":32567.56},{"$f":"ABS('ورودی نیروها'!I345)","v":412432.51},{"$f":"ABS('ورودی نیروها'!J345)","v":2294374.0049999999},{"$f":"VLOOKUP(C352,'ورودی نیروها'!M$4:P$1000000,2,FALSE)","v":60},{"$f":"VLOOKUP(C352,'ورودی نیروها'!M$4:P$1000000,3,FALSE)","v":45},{"$f":"VLOOKUP(C352,'ورودی نیروها'!M$4:P$1000000,4,FALSE)","v":4},105,90,{"$f":"IF(VLOOKUP(C352,'ورودی نیروها'!M$4:Q$1048576,5,FALSE)=0,IF(K352=1,2*L352+2*M352,IF(K352=2,L352+2*M352,IF(K352=3,2*L352+M352,L352+M352))),VLOOKUP(C352,'ورودی نیروها'!M$4:Q$1048576,5,FALSE))","v":195},225709.28571428571,352953.94736842107,263335,285525,1.3333333333333333,20,12.570053699169309,0.41863246886335237,0.38165241513967074,172657.63990080927,875653.38024192897,17550,5.9459022357436107,0.47302122791540224,"-","-","-","-","-"]
[null,{"$f":"'ورودی نیروها'!C346","v":"BASE"},{"$f":"'ورودی نیروها'!D346","v":4},{"$f":"'ورودی نیروها'!E346","v":"ACIS65"},"4 - ACIS65",{"$f":"ABS('ورودی نیروها'!H346)","v":179482.29},{"$f":"ABS('ورودی نیروها'!I346)","v":1151926.355},{"$f":"ABS('ورودی نیروها'!J346)","v":2306724.64},{"$f":"VLOOKUP(C353,'ورودی نیروها'!M$4:P$1000000,2,FALSE)","v":60},{"$f":"VLOOKUP(C353,'ورودی نیروها'!M$4:P$1000000,3,FALSE)","v":45},{"$f":"VLOOKUP(C353,'ورودی نیروها'!M$4:P$1000000,4,FALSE)","v":4},105,90,{"$f":"IF(VLOOKUP(C353,'ورودی نیروها'!M$4:Q$1048576,5,FALSE)=0,IF(K353=1,2*L353+2*M353,IF(K353=2,L353+2*M353,IF(K353=3,2*L353+M353,L353+M353))),VLOOKUP(C353,'ورودی نیروها'!M$4:Q$1048576,5,FALSE))","v":195},225709.28571428571,352953.94736842107,263335,285525,1.3333333333333333,20,12.570053699169309,0.41863246886335237,0.38165241513967074,482233.77394241246,880367.02991818765,17550,15.706581961788839,1.249523855480968,239309.72,882417.7696816856,"OK","OK",0.20387433707026942]
[null,{"$f":"'ورودی نیروها'!C347","v":"BASE"},{"$f":"'ورودی نیروها'!D347","v":4},{"$f":"'ورودی نیروها'!E347","v":"ACIS67"},"4 - ACIS67",{"$f":"ABS('ورودی نیروها'!H347)","v":138690.94},{"$f":"ABS('ورودی نیروها'!I347)","v":1094734.871},{"$f":"ABS('ورودی نیروها'!J347)","v":2252161.9550000001},{"$f":"VLOOKUP(C354,'ورودی نیروها'!M$4:P$1000000,2,FALSE)","v":60},{"$f":"VLOOKUP(C354,'ورودی نیروها'!M$4:P$1000000,3,FALSE)","v":45},{"$f":"VLOOKUP(C354,'ورودی نیروها'!M$4:P$1000000,4,FALSE)","v":4},105,90,{"$f":"IF(VLOOKUP(C354,'ورودی نیروها'!M$4:Q$1048576,5,FALSE)=0,IF(K354=1,2*L354+2*M354,IF(K354=2,L354+2*M354,IF(K354=3,2*L354+M354,L354+M354))),VLOOKUP(C354,'ورودی نیروها'!M$4:Q$1048576,5,FALSE))","v":195},225709.28571428571,352953.94736842107,263335,285525,1.3333333333333333,20,12.570053699169309,0.41863246886335237,0.38165241513967074,458291.56179753359,859543.04941143247,17550,13.197135166447246,1.0498869362283931,184921.25333333333,882417.7696816856,"OK","OK",4.0760295373065948E-2]
[null,{"$f":"'ورودی نیروها'!C348","v":"BASE"},{"$f":"'ورودی نیروها'!D348","v":4},{"$f":"'ورودی نیروها'!E348","v":"ACIS68"},"4 - ACIS68",{"$f":"ABS('ورودی نیروها'!H348)","v":123923.52},{"$f":"ABS('ورودی نیروها'!I348)","v":358882.48200000002},{"$f":"ABS('ورودی نیروها'!J348)","v":2300206.1519999998},{"$f":"VLOOKUP(C355,'ورودی نیروها'!M$4:P$1000000,2,FALSE)","v":60},{"$f":"VLOOKUP(C355,'ورودی نیروها'!M$4:P$1000000,3,FALSE)","v":45},{"$f":"VLOOKUP(C355,'ورودی نیروها'!M$4:P$1000000,4,FALSE)","v":4},105,90,{"$f":"IF(VLOOKUP(C355,'ورودی نیروها'!M$4:Q$1048576,5,FALSE)=0,IF(K355=1,2*L355+2*M355,IF(K355=2,L355+2*M355,IF(K355=3,2*L355+M355,L355+M355))),VLOOKUP(C355,'ورودی نیروها'!M$4:Q$1048576,5,FALSE))","v":195},225709.28571428571,352953.94736842107,263335,285525,1.3333333333333333,20,12.570053699169309,0.41863246886335237,0.38165241513967074,150239.85947146761,877879.23322992853,17550,11.060501114255253,0.87990881972017232,"-","-","-","-","-"]
[null,{"$f":"'ورودی نیروها'!C349","v":"BASE"},{"$f":"'ورودی نیروها'!D349","v":4},{"$f":"'ورودی نیروها'!E349","v":"ACIS69"},"4 - ACIS69",{"$f":"ABS('ورودی نیروها'!H349)","v":50976.56},{"$f":"ABS('ورودی نیروها'!I349)","v":603695.69299999997},{"$f":"ABS('ورودی نیروها'!J349)","v":2065798.5619999999},{"$f":"VLOOKUP(C356,'ورودی نیروها'!M$4:P$1000000,2,FALSE)","v":60},{"$f":"VLOOKUP(C356,'ورودی نیروها'!M$4:P$1000000,3,FALSE)","v":45},{"$f":"VLOOKUP(C356,'ورودی نیروها'!M$4:P$1000000,4,FALSE)","v":4},105,90,{"$f":"IF(VLOOKUP(C356,'ورودی نیروها'!M$4:Q$1048576,5,FALSE)=0,IF(K356=1,2*L356+2*M356,IF(K356=2,L356+2*M356,IF(K356=3,2*L356+M356,L356+M356))),VLOOKUP(C356,'ورودی نیروها'!M$4:Q$1048576,5,FALSE))","v":195},225709.28571428571,352953.94736842107,263335,285525,1.3333333333333333,20,12.570053699169309,0.41863246886335237,0.38165241513967074,252726.61840276243,788417.01037935878,17550,7.0183166864142814,0.55833625331911563,"-","-","-","-","-"]
[null,{"$f":"'ورودی نیروها'!C350","v":"BASE"},{"$f":"'ورودی نیروها'!D350","v":4},{"$f":"'ورودی نیروها'!E350","v":"ACIS70"},"4 - ACIS70",{"$f":"ABS('ورودی نیروها'!H350)","v":10185.200000000001},{"$f":"ABS('ورودی نیروها'!I350)","v":546504.20900000003},{"$f":"ABS('ورودی نیروها'!J350)","v":2120361.247},{"$f":"VLOOKUP(C357,'ورودی نیروها'!M$4:P$1000000,2,FALSE)","v":60},{"$f":"VLOOKUP(C357,'ورودی نیروها'!M$4:P$1000000,3,FALSE)","v":45},{"$f":"VLOOKUP(C357,'ورودی نیروها'!M$4:P$1000000,4,FALSE)","v":4},105,90,{"$f":"IF(VLOOKUP(C357,'ورودی نیروها'!M$4:Q$1048576,5,FALSE)=0,IF(K357=1,2*L357+2*M357,IF(K357=2,L357+2*M357,IF(K357=3,2*L357+M357,L357+M357))),VLOOKUP(C357,'ورودی نیروها'!M$4:Q$1048576,5,FALSE))","v":195},225709.28571428571,352953.94736842107,263335,285525,1.3333333333333333,20,12.570053699169309,0.41863246886335237,0.38165241513967074,228784.40625788353,809240.99088611396,17550,4.6670251342613147,0.37128124079292796,"-","-","-","-","-"]
[null,{"$f":"'ورودی نیروها'!C351","v":"BASE"},{"$f":"'ورودی نیروها'!D351","v":4},{"$f":"'ورودی نیروها'!E351","v":"ACIS71"},"4 - ACIS71",{"$f":"ABS('ورودی نیروها'!H351)","v":36209.14},{"$f":"ABS('ورودی نیروها'!I351)","v":849921.66},{"$f":"ABS('ورودی نیروها'!J351)","v":2017754.365},{"$f":"VLOOKUP(C358,'ورودی نیروها'!M$4:P$1000000,2,FALSE)","v":60},{"$f":"VLOOKUP(C358,'ورودی نیروها'!M$4:P$1000000,3,FALSE)","v":45},{"$f":"VLOOKUP(C358,'ورودی نیروها'!M$4:P$1000000,4,FALSE)","v":4},105,90,{"$f":"IF(VLOOKUP(C358,'ورودی نیروها'!M$4:Q$1048576,5,FALSE)=0,IF(K358=1,2*L358+2*M358,IF(K358=2,L358+2*M358,IF(K358=3,2*L358+M358,L358+M358))),VLOOKUP(C358,'ورودی نیروها'!M$4:Q$1048576,5,FALSE))","v":195},225709.28571428571,352953.94736842107,263335,285525,1.3333333333333333,20,12.570053699169309,0.41863246886335237,0.38165241513967074,355804.80286623875,770080.82656086271,17550,6.5639232335154265,0.52218736614857919,"-","-","-","-","-"]
[null,{"$f":"'ورودی نیروها'!C352","v":"BASE"},{"$f":"'ورودی نیروها'!D352","v":4},{"$f":"'ورودی نیروها'!E352","v":"ACIS72"},"4 - ACIS72",{"$f":"ABS('ورودی نیروها'!H352)","v":4582.22},{"$f":"ABS('ورودی نیروها'!I352)","v":907113.14399999997},{"$f":"ABS('ورودی نیروها'!J352)","v":2072317.05},{"$f":"VLOOKUP(C359,'ورودی نیروها'!M$4:P$1000000,2,FALSE)","v":60},{"$f":"VLOOKUP(C359,'ورودی نیروها'!M$4:P$1000000,3,FALSE)","v":45},{"$f":"VLOOKUP(C359,'ورودی نیروها'!M$4:P$1000000,4,FALSE)","v":4},105,90,{"$f":"IF(VLOOKUP(C359,'ورودی نیروها'!M$4:Q$1048576,5,FALSE)=0,IF(K359=1,2*L359+2*M359,IF(K359=2,L359+2*M359,IF(K359=3,2*L359+M359,L359+M359))),VLOOKUP(C359,'ورودی نیروها'!M$4:Q$1048576,5,FALSE))","v":195},225709.28571428571,352953.94736842107,263335,285525,1.3333333333333333,20,12.570053699169309,0.41863246886335237,0.38165241513967074,379747.01501111768,790904.80706761777,17550,4.9469728778598689,0.39355224697145003,"-","-","-","-","-"]
[null,{"$f":"'ورودی نیروها'!C353","v":"BASE"},{"$f":"'ورودی نیروها'!D353","v":4},{"$f":"'ورودی نیروها'!E353","v":"ACIS73"},"4 - ACIS73",{"$f":"ABS('ورودی نیروها'!H353)","v":152280.18},{"$f":"ABS('ورودی نیروها'!I353)","v":2590309.1630000002},{"$f":"ABS('ورودی نیروها'!J353)","v":761782.902},{"$f":"VLOOKUP(C360,'ورودی نیروها'!M$4:P$1000000,2,FALSE)","v":60},{"$f":"VLOOKUP(C360,'ورودی نیروها'!M$4:P$1000000,3,FALSE)","v":45},{"$f":"VLOOKUP(C360,'ورودی نیروها'!M$4:P$1000000,4,FALSE)","v":4},105,90,{"$f":"IF(VLOOKUP(C360,'ورودی نیروها'!M$4:Q$1048576,5,FALSE)=0,IF(K360=1,2*L360+2*M360,IF(K360=2,L360+2*M360,IF(K360=3,2*L360+M360,L360+M360))),VLOOKUP(C360,'ورودی نیروها'!M$4:Q$1048576,5,FALSE))","v":195},225709.28571428571,352953.94736842107,263335,285525,1.3333333333333333,20,12.570053699169309,0.41863246886335237,0.38165241513967074,1084387.520026054,290736.28436040709,17550,14.585343117016196,1.1603246466624138,203040.24,882417.7696816856,"OK","OK",0.13099381216004766]
[null,{"$f":"'ورودی نیروها'!C354","v":"BASE"},{"$f":"'ورودی نیروها'!D354","v":4},{"$f":"'ورودی نیروها'!E354","v":"ACIS74"},"4 - ACIS74",{"$f":"ABS('ورودی نیروها'!H354)","v":111488.82},{"$f":"ABS('ورودی نیروها'!I354)","v":2533117.679},{"$f":"ABS('ورودی نیروها'!J354)","v":707220.21600000001},{"$f":"VLOOKUP(C361,'ورودی نیروها'!M$4:P$1000000,2,FALSE)","v":60},{"$f":"VLOOKUP(C361,'ورودی نیروها'!M$4:P$1000000,3,FALSE)","v":45},{"$f":"VLOOKUP(C361,'ورودی نیروها'!M$4:P$1000000,4,FALSE)","v":4},105,90,{"$f":"IF(VLOOKUP(C361,'ورودی نیروها'!M$4:Q$1048576,5,FALSE)=0,IF(K361=1,2*L361+2*M361,IF(K361=2,L361+2*M361,IF(K361=3,2*L361+M361,L361+M361))),VLOOKUP(C361,'ورودی نیروها'!M$4:Q$1048576,5,FALSE))","v":195},225709.28571428571,352953.94736842107,263335,285525,1.3333333333333333,20,12.570053699169309,0.41863246886335237,0.38165241513967074,1060445.3078811748,269912.30347199959,17550,12.075895750424728,0.96068768196453791,"-","-","-","-","-"]
[null,{"$f":"'ورودی نیروها'!C355","v":"BASE"},{"$f":"'ورودی نیروها'!D355","v":4},{"$f":"'ورودی نیروها'!E355","v":"ACIS75"},"4 - ACIS75",{"$f":"ABS('ورودی نیروها'!H355)","v":112635.98},{"$f":"ABS('ورودی نیروها'!I355)","v":2557086.71},{"$f":"ABS('ورودی نیروها'!J355)","v":632959.951},{"$f":"VLOOKUP(C362,'ورودی نیروها'!M$4:P$1000000,2,FALSE)","v":60},{"$f":"VLOOKUP(C362,'ورودی نیروها'!M$4:P$1000000,3,FALSE)","v":45},{"$f":"VLOOKUP(C362,'ورودی نیروها'!M$4:P$1000000,4,FALSE)","v":4},105,90,{"$f":"IF(VLOOKUP(C362,'ورودی نیروها'!M$4:Q$1048576,5,FALSE)=0,IF(K362=1,2*L362+2*M362,IF(K362=2,L362+2*M362,IF(K362=3,2*L362+M362,L362+M362))),VLOOKUP(C362,'ورودی نیروها'!M$4:Q$1048576,5,FALSE))","v":195},225709.28571428571,352953.94736842107,263335,285525,1.3333333333333333,20,12.570053699169309,0.41863246886335237,0.38165241513967074,1070479.5225049672,241570.69398583766,17550,12.07809167466543,0.96086237686189124,"-","-","-","-","-"]
[null,{"$f":"'ورودی نیروها'!C356","v":"BASE"},{"$f":"'ورودی نیروها'!D356","v":4},{"$f":"'ورودی نیروها'!E356","v":"ACIS76"},"4 - ACIS76",{"$f":"ABS('ورودی نیروها'!H356)","v":71844.62},{"$f":"ABS('ورودی نیروها'!I356)","v":2499895.2259999998},{"$f":"ABS('ورودی نیروها'!J356)","v":687522.63600000006},{"$f":"VLOOKUP(C363,'ورودی نیروها'!M$4:P$1000000,2,FALSE)","v":60},{"$f":"VLOOKUP(C363,'ورودی نیروها'!M$4:P$1000000,3,FALSE)","v":45},{"$f":"VLOOKUP(C363,'ورودی نیروها'!M$4:P$1000000,4,FALSE)","v":4},105,90,{"$f":"IF(VLOOKUP(C363,'ورودی نیروها'!M$4:Q$1048576,5,FALSE)=0,IF(K363=1,2*L363+2*M363,IF(K363=2,L363+2*M363,IF(K363=3,2*L363+M363,L363+M363))),VLOOKUP(C363,'ورودی نیروها'!M$4:Q$1048576,5,FALSE))","v":195},225709.28571428571,352953.94736842107,263335,285525,1.3333333333333333,20,12.570053699169309,0.41863246886335237,0.38165241513967074,1046537.3103600881,262394.67449259275,17550,9.7268001225124614,0.77380736433570341,"-","-","-","-","-"]
[null,{"$f":"'ورودی نیروها'!C357","v":"BASE"},{"$f":"'ورودی نیروها'!D357","v":4},{"$f":"'ورودی نیروها'!E357","v":"ACIS78"},"4 - ACIS78",{"$f":"ABS('ورودی نیروها'!H357)","v":103055.45},{"$f":"ABS('ورودی نیروها'!I357)","v":2255082.014},{"$f":"ABS('ورودی نیروها'!J357)","v":921930.22600000002},{"$f":"VLOOKUP(C364,'ورودی نیروها'!M$4:P$1000000,2,FALSE)","v":60},{"$f":"VLOOKUP(C364,'ورودی نیروها'!M$4:P$1000000,3,FALSE)","v":45},{"$f":"VLOOKUP(C364,'ورودی نیروها'!M$4:P$1000000,4,FALSE)","v":4},105,90,{"$f":"IF(VLOOKUP(C364,'ورودی نیروها'!M$4:Q$1048576,5,FALSE)=0,IF(K364=1,2*L364+2*M364,IF(K364=2,L364+2*M364,IF(K364=3,2*L364+M364,L364+M364))),VLOOKUP(C364,'ورودی نیروها'!M$4:Q$1048576,5,FALSE))","v":195},225709.28571428571,352953.94736842107,263335,285525,1.3333333333333333,20,12.570053699169309,0.41863246886335237,0.38165241513967074,944050.55101016094,351856.89734316251,17550,11.390857482971626,0.90619004147328264,"-","-","-","-","-"]
[null,{"$f":"'ورودی نیروها'!C358","v":"BASE"},{"$f":"'ورودی نیروها'!D358","v":4},{"$f":"'ورودی نیروها'!E358","v":"ACIS79"},"4 - ACIS79",{"$f":"ABS('ورودی نیروها'!H358)","v":63411.26},{"$f":"ABS('ورودی نیروها'!I358)","v":2288304.4679999999},{"$f":"ABS('ورودی نیروها'!J358)","v":472812.62699999998},{"$f":"VLOOKUP(C365,'ورودی نیروها'!M$4:P$1000000,2,FALSE)","v":60},{"$f":"VLOOKUP(C365,'ورودی نیروها'!M$4:P$1000000,3,FALSE)","v":45},{"$f":"VLOOKUP(C365,'ورودی نیروها'!M$4:P$1000000,4,FALSE)","v":4},105,90,{"$f":"IF(VLOOKUP(C365,'ورودی نیروها'!M$4:Q$1048576,5,FALSE)=0,IF(K365=1,2*L365+2*M365,IF(K365=2,L365+2*M365,IF(K365=3,2*L365+M365,L365+M365))),VLOOKUP(C365,'ورودی نیروها'!M$4:Q$1048576,5,FALSE))","v":195},225709.28571428571,352953.94736842107,263335,285525,1.3333333333333333,20,12.570053699169309,0.41863246886335237,0.38165241513967074,957958.54894988006,180450.08100308228,17550,8.5426405140989097,0.67960254733545411,"-","-","-","-","-"]
[null,{"$f":"'ورودی نیروها'!C359","v":"BASE"},{"$f":"'ورودی نیروها'!D359","v":4},{"$f":"'ورودی نیروها'!E359","v":"ACIS80"},"4 - ACIS80",{"$f":"ABS('ورودی نیروها'!H359)","v":22619.9},{"$f":"ABS('ورودی نیروها'!I359)","v":2345495.952},{"$f":"ABS('ورودی نیروها'!J359)","v":527375.31200000003},{"$f":"VLOOKUP(C366,'ورودی نیروها'!M$4:P$1000000,2,FALSE)","v":60},{"$f":"VLOOKUP(C366,'ورودی نیروها'!M$4:P$1000000,3,FALSE)","v":45},{"$f":"VLOOKUP(C366,'ورودی نیروها'!M$4:P$1000000,4,FALSE)","v":4},105,90,{"$f":"IF(VLOOKUP(C366,'ورودی نیروها'!M$4:Q$1048576,5,FALSE)=0,IF(K366=1,2*L366+2*M366,IF(K366=2,L366+2*M366,IF(K366=3,2*L366+M366,L366+M366))),VLOOKUP(C366,'ورودی نیروها'!M$4:Q$1048576,5,FALSE))","v":195},225709.28571428571,352953.94736842107,263335,285525,1.3333333333333333,20,12.570053699169309,0.41863246886335237,0.38165241513967074,981900.7610947591,201274.0615098374,17550,6.4034998450530392,0.50942501904158244,"-","-","-","-","-"]
[null,{"$f":"'ورودی نیروها'!C360","v":"BASE"},{"$f":"'ورودی نیروها'!D360","v":4},{"$f":"'ورودی نیروها'!E360","v":"ACIS81"},"4 - ACIS81",{"$f":"ABS('ورودی نیروها'!H360)","v":150158.74},{"$f":"ABS('ورودی نیروها'!I360)","v":2844637.2149999999},{"$f":"ABS('ورودی نیروها'!J360)","v":600974.39399999997},{"$f":"VLOOKUP(C367,'ورودی نیروها'!M$4:P$1000000,2,FALSE)","v":60},{"$f":"VLOOKUP(C367,'ورودی نیروها'!M$4:P$1000000,3,FALSE)","v":45},{"$f":"VLOOKUP(C367,'ورودی نیروها'!M$4:P$1000000,4,FALSE)","v":4},105,90,{"$f":"IF(VLOOKUP(C367,'ورودی نیروها'!M$4:Q$1048576,5,FALSE)=0,IF(K367=1,2*L367+2*M367,IF(K367=2,L367+2*M367,IF(K367=3,2*L367+M367,L367+M367))),VLOOKUP(C367,'ورودی نیروها'!M$4:Q$1048576,5,FALSE))","v":195},225709.28571428571,352953.94736842107,263335,285525,1.3333333333333333,20,12.570053699169309,0.41863246886335237,0.38165241513967074,1190857.500336021,229363.32890720005,17550,14.70311585759821,1.1696939575182455,200211.65333333332,882417.7696816856,"OK","OK",0.13864904029787856]
[null,{"$f":"'ورودی نیروها'!C361","v":"BASE"},{"$f":"'ورودی نیروها'!D361","v":4},{"$f":"'ورودی نیروها'!E361","v":"ACIS82"},"4 - ACIS82",{"$f":"ABS('ورودی نیروها'!H361)","v":109367.39},{"$f":"ABS('ورودی نیروها'!I361)","v":2787445.7310000001},{"$f":"ABS('ورودی نیروها'!J361)","v":546411.70900000003},{"$f":"VLOOKUP(C368,'ورودی نیروها'!M$4:P$1000000,2,FALSE)","v":60},{"$f":"VLOOKUP(C368,'ورودی نیروها'!M$4:P$1000000,3,FALSE)","v":45},{"$f":"VLOOKUP(C368,'ورودی نیروها'!M$4:P$1000000,4,FALSE)","v":4},105,90,{"$f":"IF(VLOOKUP(C368,'ورودی نیروها'!M$4:Q$1048576,5,FALSE)=0,IF(K368=1,2*L368+2*M368,IF(K368=2,L368+2*M368,IF(K368=3,2*L368+M368,L368+M368))),VLOOKUP(C368,'ورودی نیروها'!M$4:Q$1048576,5,FALSE))","v":195},225709.28571428571,352953.94736842107,263335,285525,1.3333333333333333,20,12.570053699169309,0.41863246886335237,0.38165241513967074,1166915.288191142,208539.34840044499,17550,12.193669062256616,0.97005703826567058,"-","-","-","-","-"]
[null,{"$f":"'ورودی نیروها'!C362","v":"BASE"},{"$f":"'ورودی نیروها'!D362","v":4},{"$f":"'ورودی نیروها'!E362","v":"ACIS83"},"4 - ACIS83",{"$f":"ABS('ورودی نیروها'!H362)","v":110514.55},{"$f":"ABS('ورودی نیروها'!I362)","v":2811414.7609999999},{"$f":"ABS('ورودی نیروها'!J362)","v":793768.45799999998},{"$f":"VLOOKUP(C369,'ورودی نیروها'!M$4:P$1000000,2,FALSE)","v":60},{"$f":"VLOOKUP(C369,'ورودی نیروها'!M$4:P$1000000,3,FALSE)","v":45},{"$f":"VLOOKUP(C369,'ورودی نیروها'!M$4:P$1000000,4,FALSE)","v":4},105,90,{"$f":"IF(VLOOKUP(C369,'ورودی نیروها'!M$4:Q$1048576,5,FALSE)=0,IF(K369=1,2*L369+2*M369,IF(K369=2,L369+2*M369,IF(K369=3,2*L369+M369,L369+M369))),VLOOKUP(C369,'ورودی نیروها'!M$4:Q$1048576,5,FALSE))","v":195},225709.28571428571,352953.94736842107,263335,285525,1.3333333333333333,20,12.570053699169309,0.41863246886335237,0.38165241513967074,1176949.5023963018,302943.64905739232,17550,12.661985743915398,1.0073135761346959,147352.73333333334,882417.7696816856,"OK","OK",5.9755829084958117E-3]
[null,{"$f":"'ورودی نیروها'!C363","v":"BASE"},{"$f":"'ورودی نیروها'!D363","v":4},{"$f":"'ورودی نیروها'!E363","v":"ACIS84"},"4 - ACIS84",{"$f":"ABS('ورودی نیروها'!H363)","v":69723.19},{"$f":"ABS('ورودی نیروها'!I363)","v":2754223.2769999998},{"$f":"ABS('ورودی نیروها'!J363)","v":848331.14300000004},{"$f":"VLOOKUP(C370,'ورودی نیروها'!M$4:P$1000000,2,FALSE)","v":60},{"$f":"VLOOKUP(C370,'ورودی نیروها'!M$4:P$1000000,3,FALSE)","v":45},{"$f":"VLOOKUP(C370,'ورودی نیروها'!M$4:P$1000000,4,FALSE)","v":4},105,90,{"$f":"IF(VLOOKUP(C370,'ورودی نیروها'!M$4:Q$1048576,5,FALSE)=0,IF(K370=1,2*L370+2*M370,IF(K370=2,L370+2*M370,IF(K370=3,2*L370+M370,L370+M370))),VLOOKUP(C370,'ورودی نیروها'!M$4:Q$1048576,5,FALSE))","v":195},225709.28571428571,352953.94736842107,263335,285525,1.3333333333333333,20,12.570053699169309,0.41863246886335237,0.38165241513967074,1153007.2902514227,323767.62956414738,17550,10.310694191762432,0.82025856360850813,"-","-","-","-","-"]
[null,{"$f":"'ورودی نیروها'!C364","v":"BASE"},{"$f":"'ورودی نیروها'!D364","v":4},{"$f":"'ورودی نیروها'!E364","v":"ACIS85"},"4 - ACIS85",{"$f":"ABS('ورودی نیروها'!H364)","v":105176.88},{"$f":"ABS('ورودی نیروها'!I364)","v":2509410.0660000001},{"$f":"ABS('ورودی نیروها'!J364)","v":1082738.733},{"$f":"VLOOKUP(C371,'ورودی نیروها'!M$4:P$1000000,2,FALSE)","v":60},{"$f":"VLOOKUP(C371,'ورودی نیروها'!M$4:P$1000000,3,FALSE)","v":45},{"$f":"VLOOKUP(C371,'ورودی نیروها'!M$4:P$1000000,4,FALSE)","v":4},105,90,{"$f":"IF(VLOOKUP(C371,'ورودی نیروها'!M$4:Q$1048576,5,FALSE)=0,IF(K371=1,2*L371+2*M371,IF(K371=2,L371+2*M371,IF(K371=3,2*L371+M371,L371+M371))),VLOOKUP(C371,'ورودی نیروها'!M$4:Q$1048576,5,FALSE))","v":195},225709.28571428571,352953.94736842107,263335,285525,1.3333333333333333,20,12.570053699169309,0.41863246886335237,0.38165241513967074,1050520.5313201281,413229.85241471714,17550,12.216509958634742,0.97187412647585336,"-","-","-","-","-"]
[null,{"$f":"'ورودی نیروها'!C365","v":"BASE"},{"$f":"'ورودی نیروها'!D365","v":4},{"$f":"'ورودی نیروها'!E365","v":"ACIS86"},"4 - ACIS86",{"$f":"ABS('ورودی نیروها'!H365)","v":64385.53},{"$f":"ABS('ورودی نیروها'!I365)","v":2566601.5499999998},{"$f":"ABS('ورودی نیروها'!J365)","v":1028176.048},{"$f":"VLOOKUP(C372,'ورودی نیروها'!M$4:P$1000000,2,FALSE)","v":60},{"$f":"VLOOKUP(C372,'ورودی نیروها'!M$4:P$1000000,3,FALSE)","v":45},{"$f":"VLOOKUP(C372,'ورودی نیروها'!M$4:P$1000000,4,FALSE)","v":4},105,90,{"$f":"IF(VLOOKUP(C372,'ورودی نیروها'!M$4:Q$1048576,5,FALSE)=0,IF(K372=1,2*L372+2*M372,IF(K372=2,L372+2*M372,IF(K372=3,2*L372+M372,L372+M372))),VLOOKUP(C372,'ورودی نیروها'!M$4:Q$1048576,5,FALSE))","v":195},225709.28571428571,352953.94736842107,263335,285525,1.3333333333333333,20,12.570053699169309,0.41863246886335237,0.38165241513967074,1074462.7434650068,392405.87190796202,17550,9.9192140464002421,0.78911469145559443,"-","-","-","-","-"]
[null,{"$f":"'ورودی نیروها'!C366","v":"BASE"},{"$f":"'ورودی نیروها'!D366","v":4},{"$f":"'ورودی نیروها'!E366","v":"ACIS87"},"4 - ACIS87",{"$f":"ABS('ورودی نیروها'!H366)","v":65532.69},{"$f":"ABS('ورودی نیروها'!I366)","v":2542632.52},{"$f":"ABS('ورودی نیروها'!J366)","v":312004.11900000001},{"$f":"VLOOKUP(C373,'ورودی نیروها'!M$4:P$1000000,2,FALSE)","v":60},{"$f":"VLOOKUP(C373,'ورودی نیروها'!M$4:P$1000000,3,FALSE)","v":45},{"$f":"VLOOKUP(C373,'ورودی نیروها'!M$4:P$1000000,4,FALSE)","v":4},105,90,{"$f":"IF(VLOOKUP(C373,'ورودی نیروها'!M$4:Q$1048576,5,FALSE)=0,IF(K373=1,2*L373+2*M373,IF(K373=2,L373+2*M373,IF(K373=3,2*L373+M373,L373+M373))),VLOOKUP(C373,'ورودی نیروها'!M$4:Q$1048576,5,FALSE))","v":195},225709.28571428571,352953.94736842107,263335,285525,1.3333333333333333,20,12.570053699169309,0.41863246886335237,0.38165241513967074,1064428.5292598472,119077.12554987523,17550,8.9021722290398948,0.70820478910350193,"-","-","-","-","-"]
[null,{"$f":"'ورودی نیروها'!C367","v":"BASE"},{"$f":"'ورودی نیروها'!D367","v":4},{"$f":"'ورودی نیروها'!E367","v":"ACIS88"},"4 - ACIS88",{"$f":"ABS('ورودی نیروها'!H367)","v":24741.33},{"$f":"ABS('ورودی نیروها'!I367)","v":2599824.0040000002},{"$f":"ABS('ورودی نیروها'!J367)","v":366566.804},{"$f":"VLOOKUP(C374,'ورودی نیروها'!M$4:P$1000000,2,FALSE)","v":60},{"$f":"VLOOKUP(C374,'ورودی نیروها'!M$4:P$1000000,3,FALSE)","v":45},{"$f":"VLOOKUP(C374,'ورودی نیروها'!M$4:P$1000000,4,FALSE)","v":4},105,90,{"$f":"IF(VLOOKUP(C374,'ورودی نیروها'!M$4:Q$1048576,5,FALSE)=0,IF(K374=1,2*L374+2*M374,IF(K374=2,L374+2*M374,IF(K374=3,2*L374+M374,L374+M374))),VLOOKUP(C374,'ورودی نیروها'!M$4:Q$1048576,5,FALSE))","v":195},225709.28571428571,352953.94736842107,263335,285525,1.3333333333333333,20,12.570053699169309,0.41863246886335237,0.38165241513967074,1088370.7414047262,139901.10605663032,17550,6.7630315599940261,0.53802726080963048,"-","-","-","-","-"]
[null,{"$f":"'ورودی نیروها'!C368","v":"BASE"},{"$f":"'ورودی نیروها'!D368","v":4},{"$f":"'ورودی نیروها'!E368","v":"ACIS89"},"4 - ACIS89",{"$f":"ABS('ورودی نیروها'!H368)","v":154401.60999999999},{"$f":"ABS('ورودی نیروها'!I368)","v":2335981.1120000002},{"$f":"ABS('ورودی نیروها'!J368)","v":922591.40899999999},{"$f":"VLOOKUP(C375,'ورودی نیروها'!M$4:P$1000000,2,FALSE)","v":60},{"$f":"VLOOKUP(C375,'ورودی نیروها'!M$4:P$1000000,3,FALSE)","v":45},{"$f":"VLOOKUP(C375,'ورودی نیروها'!M$4:P$1000000,4,FALSE)","v":4},105,90,{"$f":"IF(VLOOKUP(C375,'ورودی نیروها'!M$4:Q$1048576,5,FALSE)=0,IF(K375=1,2*L375+2*M375,IF(K375=2,L375+2*M375,IF(K375=3,2*L375+M375,L375+M375))),VLOOKUP(C375,'ورودی نیروها'!M$4:Q$1048576,5,FALSE))","v":195},225709.28571428571,352953.94736842107,263335,285525,1.3333333333333333,20,12.570053699169309,0.41863246886335237,0.38165241513967074,977917.54013471934,352109.23943196173,17550,14.467569807039052,1.1509552905088336,205868.81333333332,882417.7696816856,"OK","OK",0.12333854701153329]
[null,{"$f":"'ورودی نیروها'!C369","v":"BASE"},{"$f":"'ورودی نیروها'!D369","v":4},{"$f":"'ورودی نیروها'!E369","v":"ACIS90"},"4 - ACIS90",{"$f":"ABS('ورودی نیروها'!H369)","v":113610.25},{"$f":"ABS('ورودی نیروها'!I369)","v":2278789.628},{"$f":"ABS('ورودی نیروها'!J369)","v":868028.72400000005},{"$f":"VLOOKUP(C376,'ورودی نیروها'!M$4:P$1000000,2,FALSE)","v":60},{"$f":"VLOOKUP(C376,'ورودی نیروها'!M$4:P$1000000,3,FALSE)","v":45},{"$f":"VLOOKUP(C376,'ورودی نیروها'!M$4:P$1000000,4,FALSE)","v":4},105,90,{"$f":"IF(VLOOKUP(C376,'ورودی نیروها'!M$4:Q$1048576,5,FALSE)=0,IF(K376=1,2*L376+2*M376,IF(K376=2,L376+2*M376,IF(K376=3,2*L376+M376,L376+M376))),VLOOKUP(C376,'ورودی نیروها'!M$4:Q$1048576,5,FALSE))","v":195},225709.28571428571,352953.94736842107,263335,285525,1.3333333333333333,20,12.570053699169309,0.41863246886335237,0.38165241513967074,953975.3279898403,331285.25892520667,17550,11.958122441896888,0.95131832592625598,"-","-","-","-","-"]
[null,{"$f":"'ورودی نیروها'!C370","v":"BASE"},{"$f":"'ورودی نیروها'!D370","v":4},{"$f":"'ورودی نیروها'!E370","v":"ACIS91"},"4 - ACIS91",{"$f":"ABS('ورودی نیروها'!H370)","v":114757.41},{"$f":"ABS('ورودی نیروها'!I370)","v":2302758.6579999998},{"$f":"ABS('ورودی نیروها'!J370)","v":472151.44400000002},{"$f":"VLOOKUP(C377,'ورودی نیروها'!M$4:P$1000000,2,FALSE)","v":60},{"$f":"VLOOKUP(C377,'ورودی نیروها'!M$4:P$1000000,3,FALSE)","v":45},{"$f":"VLOOKUP(C377,'ورودی نیروها'!M$4:P$1000000,4,FALSE)","v":4},105,90,{"$f":"IF(VLOOKUP(C377,'ورودی نیروها'!M$4:Q$1048576,5,FALSE)=0,IF(K377=1,2*L377+2*M377,IF(K377=2,L377+2*M377,IF(K377=3,2*L377+M377,L377+M377))),VLOOKUP(C377,'ورودی نیروها'!M$4:Q$1048576,5,FALSE))","v":195},225709.28571428571,352953.94736842107,263335,285525,1.3333333333333333,20,12.570053699169309,0.41863246886335237,0.38165241513967074,964009.54219499999,180197.73891428302,17550,11.494197603560719,0.91441117744153411,"-","-","-","-","-"]
[null,{"$f":"'ورودی نیروها'!C371","v":"BASE"},{"$f":"'ورودی نیروها'!D371","v":4},{"$f":"'ورودی نیروها'!E371","v":"ACIS92"},"4 - ACIS92",{"$f":"ABS('ورودی نیروها'!H371)","v":73966.06},{"$f":"ABS('ورودی نیروها'!I371)","v":2245567.1740000001},{"$f":"ABS('ورودی نیروها'!J371)","v":526714.12899999996},{"$f":"VLOOKUP(C378,'ورودی نیروها'!M$4:P$1000000,2,FALSE)","v":60},{"$f":"VLOOKUP(C378,'ورودی نیروها'!M$4:P$1000000,3,FALSE)","v":45},{"$f":"VLOOKUP(C378,'ورودی نیروها'!M$4:P$1000000,4,FALSE)","v":4},105,90,{"$f":"IF(VLOOKUP(C378,'ورودی نیروها'!M$4:Q$1048576,5,FALSE)=0,IF(K378=1,2*L378+2*M378,IF(K378=2,L378+2*M378,IF(K378=3,2*L378+M378,L378+M378))),VLOOKUP(C378,'ورودی نیروها'!M$4:Q$1048576,5,FALSE))","v":195},225709.28571428571,352953.94736842107,263335,285525,1.3333333333333333,20,12.570053699169309,0.41863246886335237,0.38165241513967074,940067.33005012118,201021.71942103808,17550,9.1429066212083221,0.72735621024534924,"-","-","-","-","-"]
[null,{"$f":"'ورودی نیروها'!C372","v":"BASE"},{"$f":"'ورودی نیروها'!D372","v":4},{"$f":"'ورودی نیروها'!E372","v":"ACIS93"},"4 - ACIS93",{"$f":"ABS('ورودی نیروها'!H372)","v":100934.02},{"$f":"ABS('ورودی نیروها'!I372)","v":2000753.963},{"$f":"ABS('ورودی نیروها'!J372)","v":761121.71799999999},{"$f":"VLOOKUP(C379,'ورودی نیروها'!M$4:P$1000000,2,FALSE)","v":60},{"$f":"VLOOKUP(C379,'ورودی نیروها'!M$4:P$1000000,3,FALSE)","v":45},{"$f":"VLOOKUP(C379,'ورودی نیروها'!M$4:P$1000000,4,FALSE)","v":4},105,90,{"$f":"IF(VLOOKUP(C379,'ورودی نیروها'!M$4:Q$1048576,5,FALSE)=0,IF(K379=1,2*L379+2*M379,IF(K379=2,L379+2*M379,IF(K379=3,2*L379+M379,L379+M379))),VLOOKUP(C379,'ورودی نیروها'!M$4:Q$1048576,5,FALSE))","v":195},225709.28571428571,352953.94736842107,263335,285525,1.3333333333333333,20,12.570053699169309,0.41863246886335237,0.38165241513967074,837580.5711188264,290483.94188995543,17550,10.565205007713947,0.84050595650296611,"-","-","-","-","-"]
[null,{"$f":"'ورودی نیروها'!C373","v":"BASE"},{"$f":"'ورودی نیروها'!D373","v":4},{"$f":"'ورودی نیروها'!E373","v":"ACIS94"},"4 - ACIS94",{"$f":"ABS('ورودی نیروها'!H373)","v":60142.66},{"$f":"ABS('ورودی نیروها'!I373)","v":2057945.4469999999},{"$f":"ABS('ورودی نیروها'!J373)","v":706559.03300000005},{"$f":"VLOOKUP(C380,'ورودی نیروها'!M$4:P$1000000,2,FALSE)","v":60},{"$f":"VLOOKUP(C380,'ورودی نیروها'!M$4:P$1000000,3,FALSE)","v":45},{"$f":"VLOOKUP(C380,'ورودی نیروها'!M$4:P$1000000,4,FALSE)","v":4},105,90,{"$f":"IF(VLOOKUP(C380,'ورودی نیروها'!M$4:Q$1048576,5,FALSE)=0,IF(K380=1,2*L380+2*M380,IF(K380=2,L380+2*M380,IF(K380=3,2*L380+M380,L380+M380))),VLOOKUP(C380,'ورودی نیروها'!M$4:Q$1048576,5,FALSE))","v":195},225709.28571428571,352953.94736842107,263335,285525,1.3333333333333333,20,12.570053699169309,0.41863246886335237,0.38165241513967074,861522.78326370521,269659.96138320037,17550,8.2679085256788802,0.65774647615270443,"-","-","-","-","-"]
[null,{"$f":"'ورودی نیروها'!C374","v":"BASE"},{"$f":"'ورودی نیروها'!D374","v":4},{"$f":"'ورودی نیروها'!E374","v":"ACIS95"},"4 - ACIS95",{"$f":"ABS('ورودی نیروها'!H374)","v":61289.82},{"$f":"ABS('ورودی نیروها'!I374)","v":2033976.416},{"$f":"ABS('ورودی نیروها'!J374)","v":633621.13399999996},{"$f":"VLOOKUP(C381,'ورودی نیروها'!M$4:P$1000000,2,FALSE)","v":60},{"$f":"VLOOKUP(C381,'ورودی نیروها'!M$4:P$1000000,3,FALSE)","v":45},{"$f":"VLOOKUP(C381,'ورودی نیروها'!M$4:P$1000000,4,FALSE)","v":4},105,90,{"$f":"IF(VLOOKUP(C381,'ورودی نیروها'!M$4:Q$1048576,5,FALSE)=0,IF(K381=1,2*L381+2*M381,IF(K381=2,L381+2*M381,IF(K381=3,2*L381+M381,L381+M381))),VLOOKUP(C381,'ورودی نیروها'!M$4:Q$1048576,5,FALSE))","v":195},225709.28571428571,352953.94736842107,263335,285525,1.3333333333333333,20,12.570053699169309,0.41863246886335237,0.38165241513967074,851488.56863991299,241823.03607463694,17550,8.1831082279080487,0.65100026012210499,"-","-","-","-","-"]
[null,{"$f":"'ورودی نیروها'!C375","v":"BASE"},{"$f":"'ورودی نیروها'!D375","v":4},{"$f":"'ورودی نیروها'!E375","v":"ACIS96"},"4 - ACIS96",{"$f":"ABS('ورودی نیروها'!H375)","v":20498.47},{"$f":"ABS('ورودی نیروها'!I375)","v":2091167.9},{"$f":"ABS('ورودی نیروها'!J375)","v":688183.81900000002},{"$f":"VLOOKUP(C382,'ورودی نیروها'!M$4:P$1000000,2,FALSE)","v":60},{"$f":"VLOOKUP(C382,'ورودی نیروها'!M$4:P$1000000,3,FALSE)","v":45},{"$f":"VLOOKUP(C382,'ورودی نیروها'!M$4:P$1000000,4,FALSE)","v":4},105,90,{"$f":"IF(VLOOKUP(C382,'ورودی نیروها'!M$4:Q$1048576,5,FALSE)=0,IF(K382=1,2*L382+2*M382,IF(K382=2,L382+2*M382,IF(K382=3,2*L382+M382,L382+M382))),VLOOKUP(C382,'ورودی نیروها'!M$4:Q$1048576,5,FALSE))","v":195},225709.28571428571,352953.94736842107,263335,285525,1.3333333333333333,20,12.570053699169309,0.41863246886335237,0.38165241513967074,875430.78078479192,262647.01658139203,17550,6.0439681286627476,0.48082277715823624,"-","-","-","-","-"]
[null,{"$f":"'ورودی نیروها'!C376","v":"BASE"},{"$f":"'ورودی نیروها'!D376","v":5},{"$f":"'ورودی نیروها'!E376","v":"ACIB01"},"5 - ACIB01",{"$f":"ABS('ورودی نیروها'!H376)","v":218420.83},{"$f":"ABS('ورودی نیروها'!I376)","v":81904.883000000002},{"$f":"ABS('ورودی نیروها'!J376)","v":401033.76299999998},{"$f":"VLOOKUP(C383,'ورودی نیروها'!M$4:P$1000000,2,FALSE)","v":70},{"$f":"VLOOKUP(C383,'ورودی نیروها'!M$4:P$1000000,3,FALSE)","v":45},{"$f":"VLOOKUP(C383,'ورودی نیروها'!M$4:P$1000000,4,FALSE)","v":2},160,90,{"$f":"IF(VLOOKUP(C383,'ورودی نیروها'!M$4:Q$1048576,5,FALSE)=0,IF(K383=1,2*L383+2*M383,IF(K383=2,L383+2*M383,IF(K383=3,2*L383+M383,L383+M383))),VLOOKUP(C383,'ورودی نیروها'!M$4:Q$1048576,5,FALSE))","v":340},1566000,563760,1680000,1801500,1.5555555555555556,30,12.570053699169309,0.47058823529411764,0.33333333333333337,38543.474352941179,133677.921,30600,7.2858743985355972,0.57962158101337968,"-","-","-","-","-"]
[null,{"$f":"'ورودی نیروها'!C377","v":"BASE"},{"$f":"'ورودی نیروها'!D377","v":5},{"$f":"'ورودی نیروها'!E377","v":"ACIB02"},"5 - ACIB02",{"$f":"ABS('ورودی نیروها'!H377)","v":259097.25},{"$f":"ABS('ورودی نیروها'!I377)","v":38746.021999999997},{"$f":"ABS('ورودی نیروها'!J377)","v":522850.31199999998},{"$f":"VLOOKUP(C384,'ورودی نیروها'!M$4:P$1000000,2,FALSE)","v":70},{"$f":"VLOOKUP(C384,'ورودی نیروها'!M$4:P$1000000,3,FALSE)","v":45},{"$f":"VLOOKUP(C384,'ورودی نیروها'!M$4:P$1000000,4,FALSE)","v":2},160,90,{"$f":"IF(VLOOKUP(C384,'ورودی نیروها'!M$4:Q$1048576,5,FALSE)=0,IF(K384=1,2*L384+2*M384,IF(K384=2,L384+2*M384,IF(K384=3,2*L384+M384,L384+M384))),VLOOKUP(C384,'ورودی نیروها'!M$4:Q$1048576,5,FALSE))","v":340},1566000,563760,1680000,1801500,1.5555555555555556,30,12.570053699169309,0.47058823529411764,0.33333333333333337,18233.422117647056,174283.43733333334,30600,8.6033130588234084,0.68442930036106031,"-","-","-","-","-"]
[null,{"$f":"'ورودی نیروها'!C378","v":"BASE"},{"$f":"'ورودی نیروها'!D378","v":5},{"$f":"'ورودی نیروها'!E378","v":"ACIS01"},"5 - ACIS01",{"$f":"ABS('ورودی نیروها'!H378)","v":249300.61},{"$f":"ABS('ورودی نیروها'!I378)","v":959227.52},{"$f":"ABS('ورودی نیروها'!J378)","v":1932077.219},{"$f":"VLOOKUP(C385,'ورودی نیروها'!M$4:P$1000000,2,FALSE)","v":70},{"$f":"VLOOKUP(C385,'ورودی نیروها'!M$4:P$1000000,3,FALSE)","v":45},{"$f":"VLOOKUP(C385,'ورودی نیروها'!M$4:P$1000000,4,FALSE)","v":2},160,90,{"$f":"IF(VLOOKUP(C385,'ورودی نیروها'!M$4:Q$1048576,5,FALSE)=0,IF(K385=1,2*L385+2*M385,IF(K385=2,L385+2*M385,IF(K385=3,2*L385+M385,L385+M385))),VLOOKUP(C385,'ورودی نیروها'!M$4:Q$1048576,5,FALSE))","v":340},1566000,563760,1680000,1801500,1.5555555555555556,30,12.570053699169309,0.47058823529411764,0.33333333333333337,451401.18588235293,644025.73966666672,30600,9.3311248476035011,0.74232975219669495,"-","-","-","-","-"]
[null,{"$f":"'ورودی نیروها'!C379","v":"BASE"},{"$f":"'ورودی نیروها'!D379","v":5},{"$f":"'ورودی نیروها'!E379","v":"ACIS02"},"5 - ACIS02",{"$f":"ABS('ورودی نیروها'!H379)","v":183755.68},{"$f":"ABS('ورودی نیروها'!I379)","v":983574.76899999997},{"$f":"ABS('ورودی نیروها'!J379)","v":2052502.129},{"$f":"VLOOKUP(C386,'ورودی نیروها'!M$4:P$1000000,2,FALSE)","v":70},{"$f":"VLOOKUP(C386,'ورودی نیروها'!M$4:P$1000000,3,FALSE)","v":45},{"$f":"VLOOKUP(C386,'ورودی نیروها'!M$4:P$1000000,4,FALSE)","v":2},160,90,{"$f":"IF(VLOOKUP(C386,'ورودی نیروها'!M$4:Q$1048576,5,FALSE)=0,IF(K386=1,2*L386+2*M386,IF(K386=2,L386+2*M386,IF(K386=3,2*L386+M386,L386+M386))),VLOOKUP(C386,'ورودی نیروها'!M$4:Q$1048576,5,FALSE))","v":340},1566000,563760,1680000,1801500,1.5555555555555556,30,12.570053699169309,0.47058823529411764,0.33333333333333337,462858.71482352942,684167.37633333344,30600,7.2333509183703981,0.57544311993260722,"-","-","-","-","-"]
[null,{"$f":"'ورودی نیروها'!C380","v":"BASE"},{"$f":"'ورودی نیروها'!D380","v":5},{"$f":"'ورودی نیروها'!E380","v":"ACIS03"},"5 - ACIS03",{"$f":"ABS('ورودی نیروها'!H380)","v":211139.32},{"$f":"ABS('ورودی نیروها'!I380)","v":1334894.112},{"$f":"ABS('ورودی نیروها'!J380)","v":1937910.0930000001},{"$f":"VLOOKUP(C387,'ورودی نیروها'!M$4:P$1000000,2,FALSE)","v":70},{"$f":"VLOOKUP(C387,'ورودی نیروها'!M$4:P$1000000,3,FALSE)","v":45},{"$f":"VLOOKUP(C387,'ورودی نیروها'!M$4:P$1000000,4,FALSE)","v":2},160,90,{"$f":"IF(VLOOKUP(C387,'ورودی نیروها'!M$4:Q$1048576,5,FALSE)=0,IF(K387=1,2*L387+2*M387,IF(K387=2,L387+2*M387,IF(K387=3,2*L387+M387,L387+M387))),VLOOKUP(C387,'ورودی نیروها'!M$4:Q$1048576,5,FALSE))","v":340},1566000,563760,1680000,1801500,1.5555555555555556,30,12.570053699169309,0.47058823529411764,0.33333333333333337,628185.46447058825,645970.03100000008,30600,8.3987619245558189,0.66815640772567664,"-","-","-","-","-"]
[null,{"$f":"'ورودی نیروها'!C381","v":"BASE"},{"$f":"'ورودی نیروها'!D381","v":5},{"$f":"'ورودی نیروها'!E381","v":"ACIS04"},"5 - ACIS04",{"$f":"ABS('ورودی نیروها'!H381)","v":145594.38},{"$f":"ABS('ورودی نیروها'!I381)","v":1310546.8629999999},{"$f":"ABS('ورودی نیروها'!J381)","v":2058335.004},{"$f":"VLOOKUP(C388,'ورودی نیروها'!M$4:P$1000000,2,FALSE)","v":70},{"$f":"VLOOKUP(C388,'ورودی نیروها'!M$4:P$1000000,3,FALSE)","v":45},{"$f":"VLOOKUP(C388,'ورودی نیروها'!M$4:P$1000000,4,FALSE)","v":2},160,90,{"$f":"IF(VLOOKUP(C388,'ورودی نیروها'!M$4:Q$1048576,5,FALSE)=0,IF(K388=1,2*L388+2*M388,IF(K388=2,L388+2*M388,IF(K388=3,2*L388+M388,L388+M388))),VLOOKUP(C388,'ورودی نیروها'!M$4:Q$1048576,5,FALSE))","v":340},1566000,563760,1680000,1801500,1.5555555555555556,30,12.570053699169309,0.47058823529411764,0.33333333333333337,616727.93552941165,686111.66800000006,30600,6.2603408369471838,0.49803612512497841,"-","-","-","-","-"]
[null,{"$f":"'ورودی نیروها'!C382","v":"BASE"},{"$f":"'ورودی نیروها'!D382","v":5},{"$f":"'ورودی نیروها'!E382","v":"ACIS05"},"5 - ACIS05",{"$f":"ABS('ورودی نیروها'!H382)","v":318690.56},{"$f":"ABS('ورودی نیروها'!I382)","v":1209461.196},{"$f":"ABS('ورودی نیروها'!J382)","v":2969705.3119999999},{"$f":"VLOOKUP(C389,'ورودی نیروها'!M$4:P$1000000,2,FALSE)","v":70},{"$f":"VLOOKUP(C389,'ورودی نیروها'!M$4:P$1000000,3,FALSE)","v":45},{"$f":"VLOOKUP(C389,'ورودی نیروها'!M$4:P$1000000,4,FALSE)","v":2},160,90,{"$f":"IF(VLOOKUP(C389,'ورودی نیروها'!M$4:Q$1048576,5,FALSE)=0,IF(K389=1,2*L389+2*M389,IF(K389=2,L389+2*M389,IF(K389=3,2*L389+M389,L389+M389))),VLOOKUP(C389,'ورودی نیروها'!M$4:Q$1048576,5,FALSE))","v":340},1566000,563760,1680000,1801500,1.5555555555555556,30,12.570053699169309,0.47058823529411764,0.33333333333333337,569158.20988235297,989901.77066666679,30600,12.013526796193624,0.95572597251414582,"-","-","-","-","-"]
[null,{"$f":"'ورودی نیروها'!C383","v":"BASE"},{"$f":"'ورودی نیروها'!D383","v":5},{"$f":"'ورودی نیروها'!E383","v":"ACIS06"},"5 - ACIS06",{"$f":"ABS('ورودی نیروها'!H383)","v":253145.63},{"$f":"ABS('ورودی نیروها'!I383)","v":1233808.446},{"$f":"ABS('ورودی نیروها'!J383)","v":2849280.4019999998},{"$f":"VLOOKUP(C390,'ورودی نیروها'!M$4:P$1000000,2,FALSE)","v":70},{"$f":"VLOOKUP(C390,'ورودی نیروها'!M$4:P$1000000,3,FALSE)","v":45},{"$f":"VLOOKUP(C390,'ورودی نیروها'!M$4:P$1000000,4,FALSE)","v":2},160,90,{"$f":"IF(VLOOKUP(C390,'ورودی نیروها'!M$4:Q$1048576,5,FALSE)=0,IF(K390=1,2*L390+2*M390,IF(K390=2,L390+2*M390,IF(K390=3,2*L390+M390,L390+M390))),VLOOKUP(C390,'ورودی نیروها'!M$4:Q$1048576,5,FALSE))","v":340},1566000,563760,1680000,1801500,1.5555555555555556,30,12.570053699169309,0.47058823529411764,0.33333333333333337,580615.73929411767,949760.13400000008,30600,9.8679652050968407,0.78503763319236775,"-","-","-","-","-"]
[null,{"$f":"'ورودی نیروها'!C384","v":"BASE"},{"$f":"'ورودی نیروها'!D384","v":5},{"$f":"'ورودی نیروها'!E384","v":"ACIS07"},"5 - ACIS07",{"$f":"ABS('ورودی نیروها'!H384)","v":280529.27},{"$f":"ABS('ورودی نیروها'!I384)","v":1084660.436},{"$f":"ABS('ورودی نیروها'!J384)","v":2963872.4380000001},{"$f":"VLOOKUP(C391,'ورودی نیروها'!M$4:P$1000000,2,FALSE)","v":70},{"$f":"VLOOKUP(C391,'ورودی نیروها'!M$4:P$1000000,3,FALSE)","v":45},{"$f":"VLOOKUP(C391,'ورودی نیروها'!M$4:P$1000000,4,FALSE)","v":2},160,90,{"$f":"IF(VLOOKUP(C391,'ورودی نیروها'!M$4:Q$1048576,5,FALSE)=0,IF(K391=1,2*L391+2*M391,IF(K391=2,L391+2*M391,IF(K391=3,2*L391+M391,L391+M391))),VLOOKUP(C391,'ورودی نیروها'!M$4:Q$1048576,5,FALSE))","v":340},1566000,563760,1680000,1801500,1.5555555555555556,30,12.570053699169309,0.47058823529411764,0.33333333333333337,510428.44047058822,987957.47933333344,30600,10.661093372861119,0.8481342743639716,"-","-","-","-","-"]
[null,{"$f":"'ورودی نیروها'!C385","v":"BASE"},{"$f":"'ورودی نیروها'!D385","v":5},{"$f":"'ورودی نیروها'!E385","v":"ACIS08"},"5 - ACIS08",{"$f":"ABS('ورودی نیروها'!H385)","v":214984.34},{"$f":"ABS('ورودی نیروها'!I385)","v":1060313.1869999999},{"$f":"ABS('ورودی نیروها'!J385)","v":2843447.5269999998},{"$f":"VLOOKUP(C392,'ورودی نیروها'!M$4:P$1000000,2,FALSE)","v":70},{"$f":"VLOOKUP(C392,'ورودی نیروها'!M$4:P$1000000,3,FALSE)","v":45},{"$f":"VLOOKUP(C392,'ورودی نیروها'!M$4:P$1000000,4,FALSE)","v":2},160,90,{"$f":"IF(VLOOKUP(C392,'ورودی نیروها'!M$4:Q$1048576,5,FALSE)=0,IF(K392=1,2*L392+2*M392,IF(K392=2,L392+2*M392,IF(K392=3,2*L392+M392,L392+M392))),VLOOKUP(C392,'ورودی نیروها'!M$4:Q$1048576,5,FALSE))","v":340},1566000,563760,1680000,1801500,1.5555555555555556,30,12.570053699169309,0.47058823529411764,0.33333333333333337,498970.91152941174,947815.84233333333,30600,8.4748849489546334,0.67421231060569742,"-","-","-","-","-"]
[null,{"$f":"'ورودی نیروها'!C386","v":"BASE"},{"$f":"'ورودی نیروها'!D386","v":5},{"$f":"'ورودی نیروها'!E386","v":"ACIS09"},"5 - ACIS09",{"$f":"ABS('ورودی نیروها'!H386)","v":254627.21},{"$f":"ABS('ورودی نیروها'!I386)","v":1345195.7620000001},{"$f":"ABS('ورودی نیروها'!J386)","v":1954674.632},{"$f":"VLOOKUP(C393,'ورودی نیروها'!M$4:P$1000000,2,FALSE)","v":70},{"$f":"VLOOKUP(C393,'ورودی نیروها'!M$4:P$1000000,3,FALSE)","v":45},{"$f":"VLOOKUP(C393,'ورودی نیروها'!M$4:P$1000000,4,FALSE)","v":2},160,90,{"$f":"IF(VLOOKUP(C393,'ورودی نیروها'!M$4:Q$1048576,5,FALSE)=0,IF(K393=1,2*L393+2*M393,IF(K393=2,L393+2*M393,IF(K393=3,2*L393+M393,L393+M393))),VLOOKUP(C393,'ورودی نیروها'!M$4:Q$1048576,5,FALSE))","v":340},1566000,563760,1680000,1801500,1.5555555555555556,30,12.570053699169309,0.47058823529411764,0.33333333333333337,633033.29976470594,651558.21066666674,30600,9.831860209639121,0.78216533078843242,"-","-","-","-","-"]
[null,{"$f":"'ورودی نیروها'!C387","v":"BASE"},{"$f":"'ورودی نیروها'!D387","v":5},{"$f":"'ورودی نیروها'!E387","v":"ACIS10"},"5 - ACIS10",{"$f":"ABS('ورودی نیروها'!H387)","v":189082.28},{"$f":"ABS('ورودی نیروها'!I387)","v":1369543.0120000001},{"$f":"ABS('ورودی نیروها'!J387)","v":2075099.5419999999},{"$f":"VLOOKUP(C394,'ورودی نیروها'!M$4:P$1000000,2,FALSE)","v":70},{"$f":"VLOOKUP(C394,'ورودی نیروها'!M$4:P$1000000,3,FALSE)","v":45},{"$f":"VLOOKUP(C394,'ورودی نیروها'!M$4:P$1000000,4,FALSE)","v":2},160,90,{"$f":"IF(VLOOKUP(C394,'ورودی نیروها'!M$4:Q$1048576,5,FALSE)=0,IF(K394=1,2*L394+2*M394,IF(K394=2,L394+2*M394,IF(K394=3,2*L394+M394,L394+M394))),VLOOKUP(C394,'ورودی نیروها'!M$4:Q$1048576,5,FALSE))","v":340},1566000,563760,1680000,1801500,1.5555555555555556,30,12.570053699169309,0.47058823529411764,0.33333333333333337,644490.82917647064,691699.84733333334,30600,7.7340862812407511,0.61527869859075124,"-","-","-","-","-"]
[null,{"$f":"'ورودی نیروها'!C388","v":"BASE"},{"$f":"'ورودی نیروها'!D388","v":5},{"$f":"'ورودی نیروها'!E388","v":"ACIS11"},"5 - ACIS11",{"$f":"ABS('ورودی نیروها'!H388)","v":216465.92000000001},{"$f":"ABS('ورودی نیروها'!I388)","v":948925.87},{"$f":"ABS('ورودی نیروها'!J388)","v":1960507.5060000001},{"$f":"VLOOKUP(C395,'ورودی نیروها'!M$4:P$1000000,2,FALSE)","v":70},{"$f":"VLOOKUP(C395,'ورودی نیروها'!M$4:P$1000000,3,FALSE)","v":45},{"$f":"VLOOKUP(C395,'ورودی نیروها'!M$4:P$1000000,4,FALSE)","v":2},160,90,{"$f":"IF(VLOOKUP(C395,'ورودی نیروها'!M$4:Q$1048576,5,FALSE)=0,IF(K395=1,2*L395+2*M395,IF(K395=2,L395+2*M395,IF(K395=3,2*L395+M395,L395+M395))),VLOOKUP(C395,'ورودی نیروها'!M$4:Q$1048576,5,FALSE))","v":340},1566000,563760,1680000,1801500,1.5555555555555556,30,12.570053699169309,0.47058823529411764,0.33333333333333337,446553.35058823531,653502.50200000009,30600,8.2551375807508247,0.65673049442074893,"-","-","-","-","-"]
[null,{"$f":"'ورودی نیروها'!C389","v":"BASE"},{"$f":"'ورودی نیروها'!D389","v":5},{"$f":"'ورودی نیروها'!E389","v":"ACIS12"},{"$f":"CONCATENATE(C396,\" - \",D396)","v":"5 - ACIS12"},{"$f":"ABS('ورودی نیروها'!H389)","v":193487.53},{"$f":"ABS('ورودی نیروها'!I389)","v":1330415.301},{"$f":"ABS('ورودی نیروها'!J389)","v":1704076.24},{"$f":"VLOOKUP(C396,'ورودی نیروها'!M$4:P$1000000,2,FALSE)","v":70},{"$f":"VLOOKUP(C396,'ورودی نیروها'!M$4:P$1000000,3,FALSE)","v":45},{"$f":"VLOOKUP(C396,'ورودی نیروها'!M$4:P$1000000,4,FALSE)","v":2},{"$f":"IF(OR(K396=1,K396=2),I396+$C$6,I396+($C$6/2))","v":160},{"$f":"IF(OR(K396=1,K396=3),J396+$C$6,J396+($C$6/2))","v":90},{"$f":"IF(VLOOKUP(C396,'ورودی نیروها'!M$4:Q$1048576,5,FALSE)=0,IF(K396=1,2*L396+2*M396,IF(K396=2,L396+2*M396,IF(K396=3,2*L396+M396,L396+M396))),VLOOKUP(C396,'ورودی نیروها'!M$4:Q$1048576,5,FALSE))","v":340},{"$f":"IF(K396=1,(L396*$C$6*(L396+3*M396)+$C$6^3)/3,IF(K396=2,(2*M396^2*$C$6*(M396+2*L396)+$C$6^3*(2*M396+L396))/(6*M396),IF(K396=3,M396*$C$6*(M396+6*L396)/6,($C$6*(L396+4*M396)+$C$6^3*(L396+M396))/(6*L396))))","v":1566000},{"$f":"IF(K396=1,(L396*$C$6*(L396+3*M396)+$C$6^3)/3,IF(K396=2,(2*M396^2*$C$6*(M396+2*L396)+$C$6^3*(2*M396+L396))/(6*(L396+M396)),IF(K396=3,(M396*$C$6*(M396+6*L396)+$C$6^3)/6,(L396^2*$C$6*(L396+4*M396)+$C$6^3*(L396+M396))/(6*(L396+2*M396)))))","v":563760},{"$f":"IF(K396=1,(M396*$C$6*(M396+3*L396)+$C$6^3)/3,IF(K396=2,L396*$C$6*(L396+6*M396)/6,IF(K396=3,(2*L396^2*$C$6*(L396+2*M396)+$C$6^3*(2*L396+M396))/(6*L396),($C$6*(M396+4*L396)+$C$6^3*(M396+L396))/(6*M396))))","v":1680000},{"$f":"IF(K396=1,(M396*$C$6*(M396+3*L396)+$C$6^3)/3,IF(K396=2,(L396*$C$6*(L396+6*M396)+$C$6^3)/6,IF(K396=3,(2*L396^2*$C$6*(L396+2*M396)+$C$6^3*(2*L396+M396))/(6*(M396+L396)),(M396^2*$C$6*(M396+4*L396)+$C$6^3*(M396+L396))/(6*(M396+2*L396)))))","v":1801500},{"$f":"MAX(I396:J396)/MIN(I396:J396)","v":1.5555555555555556},{"$f":"IF(K396=1,40,IF(K396=4,20,30))","v":30},{"$f":"MIN(0.53*$C$5*(1+(2/S396))*SQRT($C$4),0.53*$C$5*(1+((T396*$C$6)/(2*N396)))*SQRT($C$4),1.06*$C$5*SQRT($C$4))","v":12.570053699169309},{"$f":"1-(1/((1+(2/3)*SQRT(L396/M396))))","v":0.47058823529411764},{"$f":"1-(1/((1+(2/3)*SQRT(M396/L396))))","v":0.33333333333333337},{"$f":"V396*G396","v":626077.78870588238},{"$f":"W396*H396","v":568025.41333333345},{"$f":"N396*$C$6","v":30600},{"$f":"(F396/Z396)+(X396/MIN(O396:P396))+(Y396/MIN(Q396:R396))","v":7.7717718317860998},{"$f":"AA396/U396","v":0.61827674071907079},{"$f":"IF(AB396<=1,\"-\",F396/$C$5)","v":"-"},{"$f":"IF(AB396<=1,\"-\",3*U396*N396*$C$6/$C$5)","v":"-"},{"$f":"IF(AB396<=1,\"-\",IF(AC396<=AD396,\"OK\",\"NOT OK\"))","v":"-"},{"$f":"IF(AB396<=1,\"-\",IF(OR($C$6>=15,$C$6>=16*($C$8/10)),\"OK\",\"NOT OK\"))","v":"-"},{"$f":"IF(OR(AE396=\"NOT OK\",AF396=\"NOT OK\"),\"CANT USE\",IF(AB396<=1,\"-\",(AA396-U396)*N396/($C$5*$C$7)))","v":"-"}]
[null,{"$f":"'ورودی نیروها'!C390","v":"BASE"},{"$f":"'ورودی نیروها'!D390","v":5},{"$f":"'ورودی نیروها'!E390","v":"ACIS13"},"5 - ACIS13",{"$f":"ABS('ورودی نیروها'!H390)","v":313363.96000000002},{"$f":"ABS('ورودی نیروها'!I390)","v":823492.95400000003},{"$f":"ABS('ورودی نیروها'!J390)","v":2992302.7250000001},{"$f":"VLOOKUP(C397,'ورودی نیروها'!M$4:P$1000000,2,FALSE)","v":70},{"$f":"VLOOKUP(C397,'ورودی نیروها'!M$4:P$1000000,3,FALSE)","v":45},{"$f":"VLOOKUP(C397,'ورودی نیروها'!M$4:P$1000000,4,FALSE)","v":2},160,90,{"$f":"IF(VLOOKUP(C397,'ورودی نیروها'!M$4:Q$1048576,5,FALSE)=0,IF(K397=1,2*L397+2*M397,IF(K397=2,L397+2*M397,IF(K397=3,2*L397+M397,L397+M397))),VLOOKUP(C397,'ورودی نیروها'!M$4:Q$1048576,5,FALSE))","v":340},1566000,563760,1680000,1801500,1.5555555555555556,30,12.570053699169309,0.47058823529411764,0.33333333333333337,387526.09600000002,997434.24166666681,30600,11.521758661538957,0.91660377411914884,"-","-","-","-","-"]
[null,{"$f":"'ورودی نیروها'!C391","v":"BASE"},{"$f":"'ورودی نیروها'!D391","v":5},{"$f":"'ورودی نیروها'!E391","v":"ACIS14"},"5 - ACIS14",{"$f":"ABS('ورودی نیروها'!H391)","v":247819.03},{"$f":"ABS('ورودی نیروها'!I391)","v":847840.20299999998},{"$f":"ABS('ورودی نیروها'!J391)","v":2871877.8149999999},{"$f":"VLOOKUP(C398,'ورودی نیروها'!M$4:P$1000000,2,FALSE)","v":70},{"$f":"VLOOKUP(C398,'ورودی نیروها'!M$4:P$1000000,3,FALSE)","v":45},{"$f":"VLOOKUP(C398,'ورودی نیروها'!M$4:P$1000000,4,FALSE)","v":2},160,90,{"$f":"IF(VLOOKUP(C398,'ورودی نیروها'!M$4:Q$1048576,5,FALSE)=0,IF(K398=1,2*L398+2*M398,IF(K398=2,L398+2*M398,IF(K398=3,2*L398+M398,L398+M398))),VLOOKUP(C398,'ورودی نیروها'!M$4:Q$1048576,5,FALSE))","v":340},1566000,563760,1680000,1801500,1.5555555555555556,30,12.570053699169309,0.47058823529411764,0.33333333333333337,398983.62494117644,957292.6050000001,30600,9.376197069607441,0.74591543473096433,"-","-","-","-","-"]
[null,{"$f":"'ورودی نیروها'!C392","v":"BASE"},{"$f":"'ورودی نیروها'!D392","v":5},{"$f":"'ورودی نیروها'!E392","v":"ACIS15"},"5 - ACIS15",{"$f":"ABS('ورودی نیروها'!H392)","v":275202.67},{"$f":"ABS('ورودی نیروها'!I392)","v":1470628.6780000001},{"$f":"ABS('ورودی نیروها'!J392)","v":2986469.8509999998},{"$f":"VLOOKUP(C399,'ورودی نیروها'!M$4:P$1000000,2,FALSE)","v":70},{"$f":"VLOOKUP(C399,'ورودی نیروها'!M$4:P$1000000,3,FALSE)","v":45},{"$f":"VLOOKUP(C399,'ورودی نیروها'!M$4:P$1000000,4,FALSE)","v":2},160,90,{"$f":"IF(VLOOKUP(C399,'ورودی نیروها'!M$4:Q$1048576,5,FALSE)=0,IF(K399=1,2*L399+2*M399,IF(K399=2,L399+2*M399,IF(K399=3,2*L399+M399,L399+M399))),VLOOKUP(C399,'ورودی نیروها'!M$4:Q$1048576,5,FALSE))","v":340},1566000,563760,1680000,1801500,1.5555555555555556,30,12.570053699169309,0.47058823529411764,0.33333333333333337,692060.55435294122,995489.95033333334,30600,10.813684944047067,0.86027356786563991,"-","-","-","-","-"]
[null,{"$f":"'ورودی نیروها'!C393","v":"BASE"},{"$f":"'ورودی نیروها'!D393","v":5},{"$f":"'ورودی نیروها'!E393","v":"ACIS16"},"5 - ACIS16",{"$f":"ABS('ورودی نیروها'!H393)","v":209657.74},{"$f":"ABS('ورودی نیروها'!I393)","v":1446281.429},{"$f":"ABS('ورودی نیروها'!J393)","v":2866044.94},{"$f":"VLOOKUP(C400,'ورودی نیروها'!M$4:P$1000000,2,FALSE)","v":70},{"$f":"VLOOKUP(C400,'ورودی نیروها'!M$4:P$1000000,3,FALSE)","v":45},{"$f":"VLOOKUP(C400,'ورودی نیروها'!M$4:P$1000000,4,FALSE)","v":2},160,90,{"$f":"IF(VLOOKUP(C400,'ورودی نیروها'!M$4:Q$1048576,5,FALSE)=0,IF(K400=1,2*L400+2*M400,IF(K400=2,L400+2*M400,IF(K400=3,2*L400+M400,L400+M400))),VLOOKUP(C400,'ورودی نیروها'!M$4:Q$1048576,5,FALSE))","v":340},1566000,563760,1680000,1801500,1.5555555555555556,30,12.570053699169309,0.47058823529411764,0.33333333333333337,680603.02541176474,955348.31333333347,30600,8.627476520140581,0.68635160410736573,"-","-","-","-","-"]
[null,{"$f":"'ورودی نیروها'!C394","v":"BASE"},{"$f":"'ورودی نیروها'!D394","v":5},{"$f":"'ورودی نیروها'!E394","v":"ACIS17"},"5 - ACIS17",{"$f":"ABS('ورودی نیروها'!H394)","v":243974.01},{"$f":"ABS('ورودی نیروها'!I394)","v":573259.27800000005},{"$f":"ABS('ورودی نیروها'!J394)","v":1909479.8060000001},{"$f":"VLOOKUP(C401,'ورودی نیروها'!M$4:P$1000000,2,FALSE)","v":70},{"$f":"VLOOKUP(C401,'ورودی نیروها'!M$4:P$1000000,3,FALSE)","v":45},{"$f":"VLOOKUP(C401,'ورودی نیروها'!M$4:P$1000000,4,FALSE)","v":2},160,90,{"$f":"IF(VLOOKUP(C401,'ورودی نیروها'!M$4:Q$1048576,5,FALSE)=0,IF(K401=1,2*L401+2*M401,IF(K401=2,L401+2*M401,IF(K401=3,2*L401+M401,L401+M401))),VLOOKUP(C401,'ورودی نیروها'!M$4:Q$1048576,5,FALSE))","v":340},1566000,563760,1680000,1801500,1.5555555555555556,30,12.570053699169309,0.47058823529411764,0.33333333333333337,269769.07200000004,636493.26866666682,30600,8.8303894855678813,0.70249417360495736,"-","-","-","-","-"]
[null,{"$f":"'ورودی نیروها'!C395","v":"BASE"},{"$f":"'ورودی نیروها'!D395","v":5},{"$f":"'ورودی نیروها'!E395","v":"ACIS18"},"5 - ACIS18",{"$f":"ABS('ورودی نیروها'!H395)","v":178429.07},{"$f":"ABS('ورودی نیروها'!I395)","v":597606.527},{"$f":"ABS('ورودی نیروها'!J395)","v":2029904.716},{"$f":"VLOOKUP(C402,'ورودی نیروها'!M$4:P$1000000,2,FALSE)","v":70},{"$f":"VLOOKUP(C402,'ورودی نیروها'!M$4:P$1000000,3,FALSE)","v":45},{"$f":"VLOOKUP(C402,'ورودی نیروها'!M$4:P$1000000,4,FALSE)","v":2},160,90,{"$f":"IF(VLOOKUP(C402,'ورودی نیروها'!M$4:Q$1048576,5,FALSE)=0,IF(K402=1,2*L402+2*M402,IF(K402=2,L402+2*M402,IF(K402=3,2*L402+M402,L402+M402))),VLOOKUP(C402,'ورودی نیروها'!M$4:Q$1048576,5,FALSE))","v":340},1566000,563760,1680000,1801500,1.5555555555555556,30,12.570053699169309,0.47058823529411764,0.33333333333333337,281226.60094117647,676634.90533333342,30600,6.7326152295373918,0.53560751534277984,"-","-","-","-","-"]
[null,{"$f":"'ورودی نیروها'!C396","v":"BASE"},{"$f":"'ورودی نیروها'!D396","v":5},{"$f":"'ورودی نیروها'!E396","v":"ACIS19"},"5 - ACIS19",{"$f":"ABS('ورودی نیروها'!H396)","v":205812.71},{"$f":"ABS('ورودی نیروها'!I396)","v":1720862.355},{"$f":"ABS('ورودی نیروها'!J396)","v":1915312.68},{"$f":"VLOOKUP(C403,'ورودی نیروها'!M$4:P$1000000,2,FALSE)","v":70},{"$f":"VLOOKUP(C403,'ورودی نیروها'!M$4:P$1000000,3,FALSE)","v":45},{"$f":"VLOOKUP(C403,'ورودی نیروها'!M$4:P$1000000,4,FALSE)","v":2},160,90,{"$f":"IF(VLOOKUP(C403,'ورودی نیروها'!M$4:Q$1048576,5,FALSE)=0,IF(K403=1,2*L403+2*M403,IF(K403=2,L403+2*M403,IF(K403=3,2*L403+M403,L403+M403))),VLOOKUP(C403,'ورودی نیروها'!M$4:Q$1048576,5,FALSE))","v":340},1566000,563760,1680000,1801500,1.5555555555555556,30,12.570053699169309,0.47058823529411764,0.33333333333333337,809817.57882352942,638437.56000000006,30600,8.5423859423981607,0.67958229509892099,"-","-","-","-","-"]
[null,{"$f":"'ورودی نیروها'!C397","v":"BASE"},{"$f":"'ورودی نیروها'!D397","v":5},{"$f":"'ورودی نیروها'!E397","v":"ACIS20"},"5 - ACIS20",{"$f":"ABS('ورودی نیروها'!H397)","v":178429.07},{"$f":"ABS('ورودی نیروها'!I397)","v":597606.527},{"$f":"ABS('ورودی نیروها'!J397)","v":2029904.716},{"$f":"VLOOKUP(C404,'ورودی نیروها'!M$4:P$1000000,2,FALSE)","v":70},{"$f":"VLOOKUP(C404,'ورودی نیروها'!M$4:P$1000000,3,FALSE)","v":45},{"$f":"VLOOKUP(C404,'ورودی نیروها'!M$4:P$1000000,4,FALSE)","v":2},160,90,{"$f":"IF(VLOOKUP(C404,'ورودی نیروها'!M$4:Q$1048576,5,FALSE)=0,IF(K404=1,2*L404+2*M404,IF(K404=2,L404+2*M404,IF(K404=3,2*L404+M404,L404+M404))),VLOOKUP(C404,'ورودی نیروها'!M$4:Q$1048576,5,FALSE))","v":340},1566000,563760,1680000,1801500,1.5555555555555556,30,12.570053699169309,0.47058823529411764,0.33333333333333337,281226.60094117647,676634.90533333342,30600,6.7326152295373918,0.53560751534277984,"-","-","-","-","-"]
[null,{"$f":"'ورودی نیروها'!C398","v":"BASE"},{"$f":"'ورودی نیروها'!D398","v":5},{"$f":"'ورودی نیروها'!E398","v":"ACIS21"},"5 - ACIS21",{"$f":"ABS('ورودی نیروها'!H398)","v":324017.17},{"$f":"ABS('ورودی نیروها'!I398)","v":1595429.4380000001},{"$f":"ABS('ورودی نیروها'!J398)","v":2947107.9},{"$f":"VLOOKUP(C405,'ورودی نیروها'!M$4:P$1000000,2,FALSE)","v":70},{"$f":"VLOOKUP(C405,'ورودی نیروها'!M$4:P$1000000,3,FALSE)","v":45},{"$f":"VLOOKUP(C405,'ورودی نیروها'!M$4:P$1000000,4,FALSE)","v":2},160,90,{"$f":"IF(VLOOKUP(C405,'ورودی نیروها'!M$4:Q$1048576,5,FALSE)=0,IF(K405=1,2*L405+2*M405,IF(K405=2,L405+2*M405,IF(K405=3,2*L405+M405,L405+M405))),VLOOKUP(C405,'ورودی نیروها'!M$4:Q$1048576,5,FALSE))","v":340},1566000,563760,1680000,1801500,1.5555555555555556,30,12.570053699169309,0.47058823529411764,0.33333333333333337,750790.32376470591,982369.3,30600,12.505295257844091,0.9948481969230174,"-","-","-","-","-"]
[null,{"$f":"'ورودی نیروها'!C399","v":"BASE"},{"$f":"'ورودی نیروها'!D399","v":5},{"$f":"'ورودی نیروها'!E399","v":"ACIS22"},"5 - ACIS22",{"$f":"ABS('ورودی نیروها'!H399)","v":258472.23},{"$f":"ABS('ورودی نیروها'!I399)","v":1619776.6880000001},{"$f":"ABS('ورودی نیروها'!J399)","v":2826682.9890000001},{"$f":"VLOOKUP(C406,'ورودی نیروها'!M$4:P$1000000,2,FALSE)","v":70},{"$f":"VLOOKUP(C406,'ورودی نیروها'!M$4:P$1000000,3,FALSE)","v":45},{"$f":"VLOOKUP(C406,'ورودی نیروها'!M$4:P$1000000,4,FALSE)","v":2},160,90,{"$f":"IF(VLOOKUP(C406,'ورودی نیروها'!M$4:Q$1048576,5,FALSE)=0,IF(K406=1,2*L406+2*M406,IF(K406=2,L406+2*M406,IF(K406=3,2*L406+M406,L406+M406))),VLOOKUP(C406,'ورودی نیروها'!M$4:Q$1048576,5,FALSE))","v":340},1566000,563760,1680000,1801500,1.5555555555555556,30,12.570053699169309,0.47058823529411764,0.33333333333333337,762247.85317647061,942227.66300000018,30600,10.359733339751511,0.82415983158736494,"-","-","-","-","-"]
[null,{"$f":"'ورودی نیروها'!C400","v":"BASE"},{"$f":"'ورودی نیروها'!D400","v":5},{"$f":"'ورودی نیروها'!E400","v":"ACIS23"},"5 - ACIS23",{"$f":"ABS('ورودی نیروها'!H400)","v":285855.87},{"$f":"ABS('ورودی نیروها'!I400)","v":698692.19400000002},{"$f":"ABS('ورودی نیروها'!J400)","v":2941275.0249999999},{"$f":"VLOOKUP(C407,'ورودی نیروها'!M$4:P$1000000,2,FALSE)","v":70},{"$f":"VLOOKUP(C407,'ورودی نیروها'!M$4:P$1000000,3,FALSE)","v":45},{"$f":"VLOOKUP(C407,'ورودی نیروها'!M$4:P$1000000,4,FALSE)","v":2},160,90,{"$f":"IF(VLOOKUP(C407,'ورودی نیروها'!M$4:Q$1048576,5,FALSE)=0,IF(K407=1,2*L407+2*M407,IF(K407=2,L407+2*M407,IF(K407=3,2*L407+M407,L407+M407))),VLOOKUP(C407,'ورودی نیروها'!M$4:Q$1048576,5,FALSE))","v":340},1566000,563760,1680000,1801500,1.5555555555555556,30,12.570053699169309,0.47058823529411764,0.33333333333333337,328796.32658823527,980425.00833333342,30600,10.508501801675171,0.83599498086230328,"-","-","-","-","-"]
[null,{"$f":"'ورودی نیروها'!C401","v":"BASE"},{"$f":"'ورودی نیروها'!D401","v":5},{"$f":"'ورودی نیروها'!E401","v":"ACIS24"},"5 - ACIS24",{"$f":"ABS('ورودی نیروها'!H401)","v":220310.94},{"$f":"ABS('ورودی نیروها'!I401)","v":674344.94400000002},{"$f":"ABS('ورودی نیروها'!J401)","v":2820850.1140000001},{"$f":"VLOOKUP(C408,'ورودی نیروها'!M$4:P$1000000,2,FALSE)","v":70},{"$f":"VLOOKUP(C408,'ورودی نیروها'!M$4:P$1000000,3,FALSE)","v":45},{"$f":"VLOOKUP(C408,'ورودی نیروها'!M$4:P$1000000,4,FALSE)","v":2},160,90,{"$f":"IF(VLOOKUP(C408,'ورودی نیروها'!M$4:Q$1048576,5,FALSE)=0,IF(K408=1,2*L408+2*M408,IF(K408=2,L408+2*M408,IF(K408=3,2*L408+M408,L408+M408))),VLOOKUP(C408,'ورودی نیروها'!M$4:Q$1048576,5,FALSE))","v":340},1566000,563760,1680000,1801500,1.5555555555555556,30,12.570053699169309,0.47058823529411764,0.33333333333333337,317338.79717647057,940283.37133333343,30600,8.3222933769339544,0.66207301703762278,"-","-","-","-","-"]
[null,{"$f":"'ورودی نیروها'!C402","v":"BASE"},{"$f":"'ورودی نیروها'!D402","v":5},{"$f":"'ورودی نیروها'!E402","v":"ACIS25"},"5 - ACIS25",{"$f":"ABS('ورودی نیروها'!H402)","v":318108.59999999998},{"$f":"ABS('ورودی نیروها'!I402)","v":3723284.5440000002},{"$f":"ABS('ورودی نیروها'!J402)","v":209648.31200000001},{"$f":"VLOOKUP(C409,'ورودی نیروها'!M$4:P$1000000,2,FALSE)","v":70},{"$f":"VLOOKUP(C409,'ورودی نیروها'!M$4:P$1000000,3,FALSE)","v":45},{"$f":"VLOOKUP(C409,'ورودی نیروها'!M$4:P$1000000,4,FALSE)","v":2},160,90,{"$f":"IF(VLOOKUP(C409,'ورودی نیروها'!M$4:Q$1048576,5,FALSE)=0,IF(K409=1,2*L409+2*M409,IF(K409=2,L409+2*M409,IF(K409=3,2*L409+M409,L409+M409))),VLOOKUP(C409,'ورودی نیروها'!M$4:Q$1048576,5,FALSE))","v":340},1566000,563760,1680000,1801500,1.5555555555555556,30,12.570053699169309,0.47058823529411764,0.33333333333333337,1752133.9030588237,69882.770666666678,30600,13.545245694052895,1.0775805750891925,424144.8,1538574.5727783237,"OK","OK",0.11052175942013973]
[null,{"$f":"'ورودی نیروها'!C403","v":"BASE"},{"$f":"'ورودی نیروها'!D403","v":5},{"$f":"'ورودی نیروها'!E403","v":"ACIS26"},"5 - ACIS26",{"$f":"ABS('ورودی نیروها'!H403)","v":252563.67},{"$f":"ABS('ورودی نیروها'!I403)","v":3747631.7940000002},{"$f":"ABS('ورودی نیروها'!J403)","v":330073.223},{"$f":"VLOOKUP(C410,'ورودی نیروها'!M$4:P$1000000,2,FALSE)","v":70},{"$f":"VLOOKUP(C410,'ورودی نیروها'!M$4:P$1000000,3,FALSE)","v":45},{"$f":"VLOOKUP(C410,'ورودی نیروها'!M$4:P$1000000,4,FALSE)","v":2},160,90,{"$f":"IF(VLOOKUP(C410,'ورودی نیروها'!M$4:Q$1048576,5,FALSE)=0,IF(K410=1,2*L410+2*M410,IF(K410=2,L410+2*M410,IF(K410=3,2*L410+M410,L410+M410))),VLOOKUP(C410,'ورودی نیروها'!M$4:Q$1048576,5,FALSE))","v":340},1566000,563760,1680000,1801500,1.5555555555555556,30,12.570053699169309,0.47058823529411764,0.33333333333333337,1763591.4324705882,110024.40766666668,30600,11.447471765852939,0.91069394290729588,"-","-","-","-","-"]
[null,{"$f":"'ورودی نیروها'!C404","v":"BASE"},{"$f":"'ورودی نیروها'!D404","v":5},{"$f":"'ورودی نیروها'!E404","v":"ACIS27"},"5 - ACIS27",{"$f":"ABS('ورودی نیروها'!H404)","v":338925.59},{"$f":"ABS('ورودی نیروها'!I404)","v":3798354.6469999999},{"$f":"ABS('ورودی نیروها'!J404)","v":1260886.4469999999},{"$f":"VLOOKUP(C411,'ورودی نیروها'!M$4:P$1000000,2,FALSE)","v":70},{"$f":"VLOOKUP(C411,'ورودی نیروها'!M$4:P$1000000,3,FALSE)","v":45},{"$f":"VLOOKUP(C411,'ورودی نیروها'!M$4:P$1000000,4,FALSE)","v":2},160,90,{"$f":"IF(VLOOKUP(C411,'ورودی نیروها'!M$4:Q$1048576,5,FALSE)=0,IF(K411=1,2*L411+2*M411,IF(K411=2,L411+2*M411,IF(K411=3,2*L411+M411,L411+M411))),VLOOKUP(C411,'ورودی نیروها'!M$4:Q$1048576,5,FALSE))","v":340},1566000,563760,1680000,1801500,1.5555555555555556,30,12.570053699169309,0.47058823529411764,0.33333333333333337,1787461.010352941,420295.48233333335,30600,14.496781860270968,1.153279230718719,451900.78666666668,1538574.5727783237,"OK","OK",0.21836252492485467]
[null,{"$f":"'ورودی نیروها'!C405","v":"BASE"},{"$f":"'ورودی نیروها'!D405","v":5},{"$f":"'ورودی نیروها'!E405","v":"ACIS28"},"5 - ACIS28",{"$f":"ABS('ورودی نیروها'!H405)","v":252563.67},{"$f":"ABS('ورودی نیروها'!I405)","v":3747631.7940000002},{"$f":"ABS('ورودی نیروها'!J405)","v":330073.223},{"$f":"VLOOKUP(C412,'ورودی نیروها'!M$4:P$1000000,2,FALSE)","v":70},{"$f":"VLOOKUP(C412,'ورودی نیروها'!M$4:P$1000000,3,FALSE)","v":45},{"$f":"VLOOKUP(C412,'ورودی نیروها'!M$4:P$1000000,4,FALSE)","v":2},160,90,{"$f":"IF(VLOOKUP(C412,'ورودی نیروها'!M$4:Q$1048576,5,FALSE)=0,IF(K412=1,2*L412+2*M412,IF(K412=2,L412+2*M412,IF(K412=3,2*L412+M412,L412+M412))),VLOOKUP(C412,'ورودی نیروها'!M$4:Q$1048576,5,FALSE))","v":340},1566000,563760,1680000,1801500,1.5555555555555556,30,12.570053699169309,0.47058823529411764,0.33333333333333337,1763591.4324705882,110024.40766666668,30600,11.447471765852939,0.91069394290729588,"-","-","-","-","-"]
[null,{"$f":"'ورودی نیروها'!C406","v":"BASE"},{"$f":"'ورودی نیروها'!D406","v":5},{"$f":"'ورودی نیروها'!E406","v":"ACIS29"},"5 - ACIS29",{"$f":"ABS('ورودی نیروها'!H406)","v":190904.29},{"$f":"ABS('ورودی نیروها'!I406)","v":3923787.56},{"$f":"ABS('ورودی نیروها'!J406)","v":229091.228},{"$f":"VLOOKUP(C413,'ورودی نیروها'!M$4:P$1000000,2,FALSE)","v":70},{"$f":"VLOOKUP(C413,'ورودی نیروها'!M$4:P$1000000,3,FALSE)","v":45},{"$f":"VLOOKUP(C413,'ورودی نیروها'!M$4:P$1000000,4,FALSE)","v":2},160,90,{"$f":"IF(VLOOKUP(C413,'ورودی نیروها'!M$4:Q$1048576,5,FALSE)=0,IF(K413=1,2*L413+2*M413,IF(K413=2,L413+2*M413,IF(K413=3,2*L413+M413,L413+M413))),VLOOKUP(C413,'ورودی نیروها'!M$4:Q$1048576,5,FALSE))","v":340},1566000,563760,1680000,1801500,1.5555555555555556,30,12.570053699169309,0.47058823529411764,0.33333333333333337,1846488.2635294117,76363.742666666672,30600,9.5594660057368124,0.76049524007749858,"-","-","-","-","-"]
[null,{"$f":"'ورودی نیروها'!C407","v":"BASE"},{"$f":"'ورودی نیروها'!D407","v":5},{"$f":"'ورودی نیروها'!E407","v":"ACIS30"},"5 - ACIS30",{"$f":"ABS('ورودی نیروها'!H407)","v":125359.36},{"$f":"ABS('ورودی نیروها'!I407)","v":3899440.31},{"$f":"ABS('ورودی نیروها'!J407)","v":349516.13900000002},{"$f":"VLOOKUP(C414,'ورودی نیروها'!M$4:P$1000000,2,FALSE)","v":70},{"$f":"VLOOKUP(C414,'ورودی نیروها'!M$4:P$1000000,3,FALSE)","v":45},{"$f":"VLOOKUP(C414,'ورودی نیروها'!M$4:P$1000000,4,FALSE)","v":2},160,90,{"$f":"IF(VLOOKUP(C414,'ورودی نیروها'!M$4:Q$1048576,5,FALSE)=0,IF(K414=1,2*L414+2*M414,IF(K414=2,L414+2*M414,IF(K414=3,2*L414+M414,L414+M414))),VLOOKUP(C414,'ورودی نیروها'!M$4:Q$1048576,5,FALSE))","v":340},1566000,563760,1680000,1801500,1.5555555555555556,30,12.570053699169309,0.47058823529411764,0.33333333333333337,1835030.7341176472,116505.37966666669,30600,7.4210452440908314,0.59037498340848382,"-","-","-","-","-"]
[null,{"$f":"'ورودی نیروها'!C408","v":"BASE"},{"$f":"'ورودی نیروها'!D408","v":5},{"$f":"'ورودی نیروها'!E408","v":"ACIS31"},"5 - ACIS31",{"$f":"ABS('ورودی نیروها'!H408)","v":211721.28},{"$f":"ABS('ورودی نیروها'!I408)","v":3848717.46},{"$f":"ABS('ورودی نیروها'!J408)","v":1241443.531},{"$f":"VLOOKUP(C415,'ورودی نیروها'!M$4:P$1000000,2,FALSE)","v":70},{"$f":"VLOOKUP(C415,'ورودی نیروها'!M$4:P$1000000,3,FALSE)","v":45},{"$f":"VLOOKUP(C415,'ورودی نیروها'!M$4:P$1000000,4,FALSE)","v":2},160,90,{"$f":"IF(VLOOKUP(C415,'ورودی نیروها'!M$4:Q$1048576,5,FALSE)=0,IF(K415=1,2*L415+2*M415,IF(K415=2,L415+2*M415,IF(K415=3,2*L415+M415,L415+M415))),VLOOKUP(C415,'ورودی نیروها'!M$4:Q$1048576,5,FALSE))","v":340},1566000,563760,1680000,1801500,1.5555555555555556,30,12.570053699169309,0.47058823529411764,0.33333333333333337,1811161.1576470588,413814.51033333334,30600,10.377959970944502,0.82560983582992398,"-","-","-","-","-"]
[null,{"$f":"'ورودی نیروها'!C409","v":"BASE"},{"$f":"'ورودی نیروها'!D409","v":5},{"$f":"'ورودی نیروها'!E409","v":"ACIS32"},"5 - ACIS32",{"$f":"ABS('ورودی نیروها'!H409)","v":146176.34},{"$f":"ABS('ورودی نیروها'!I409)","v":3824370.21},{"$f":"ABS('ورودی نیروها'!J409)","v":1121018.621},{"$f":"VLOOKUP(C416,'ورودی نیروها'!M$4:P$1000000,2,FALSE)","v":70},{"$f":"VLOOKUP(C416,'ورودی نیروها'!M$4:P$1000000,3,FALSE)","v":45},{"$f":"VLOOKUP(C416,'ورودی نیروها'!M$4:P$1000000,4,FALSE)","v":2},160,90,{"$f":"IF(VLOOKUP(C416,'ورودی نیروها'!M$4:Q$1048576,5,FALSE)=0,IF(K416=1,2*L416+2*M416,IF(K416=2,L416+2*M416,IF(K416=3,2*L416+M416,L416+M416))),VLOOKUP(C416,'ورودی نیروها'!M$4:Q$1048576,5,FALSE))","v":340},1566000,563760,1680000,1801500,1.5555555555555556,30,12.570053699169309,0.47058823529411764,0.33333333333333337,1799703.628235294,373672.87366666674,30600,8.1917512196043099,0.65168784602293794,"-","-","-","-","-"]
[null,{"$f":"'ورودی نیروها'!C410","v":"BASE"},{"$f":"'ورودی نیروها'!D410","v":5},{"$f":"'ورودی نیروها'!E410","v":"ACIS34"},"5 - ACIS34",{"$f":"ABS('ورودی نیروها'!H410)","v":311903.11},{"$f":"ABS('ورودی نیروها'!I410)","v":3274529.855},{"$f":"ABS('ورودی نیروها'!J410)","v":183373.2},{"$f":"VLOOKUP(C417,'ورودی نیروها'!M$4:P$1000000,2,FALSE)","v":70},{"$f":"VLOOKUP(C417,'ورودی نیروها'!M$4:P$1000000,3,FALSE)","v":45},{"$f":"VLOOKUP(C417,'ورودی نیروها'!M$4:P$1000000,4,FALSE)","v":2},160,90,{"$f":"IF(VLOOKUP(C417,'ورودی نیروها'!M$4:Q$1048576,5,FALSE)=0,IF(K417=1,2*L417+2*M417,IF(K417=2,L417+2*M417,IF(K417=3,2*L417+M417,L417+M417))),VLOOKUP(C417,'ورودی نیروها'!M$4:Q$1048576,5,FALSE))","v":340},1566000,563760,1680000,1801500,1.5555555555555556,30,12.570053699169309,0.47058823529411764,0.33333333333333337,1540955.2258823528,61124.400000000009,30600,12.96264890878531,1.0312325801473661,415870.8133333333,1538574.5727783237,"OK","OK",4.4494123756480118E-2]
[null,{"$f":"'ورودی نیروها'!C411","v":"BASE"},{"$f":"'ورودی نیروها'!D411","v":5},{"$f":"'ورودی نیروها'!E411","v":"ACIS35"},"5 - ACIS35",{"$f":"ABS('ورودی نیروها'!H411)","v":332720.09000000003},{"$f":"ABS('ورودی نیروها'!I411)","v":3349599.9580000001},{"$f":"ABS('ورودی نیروها'!J411)","v":1287161.56},{"$f":"VLOOKUP(C418,'ورودی نیروها'!M$4:P$1000000,2,FALSE)","v":70},{"$f":"VLOOKUP(C418,'ورودی نیروها'!M$4:P$1000000,3,FALSE)","v":45},{"$f":"VLOOKUP(C418,'ورودی نیروها'!M$4:P$1000000,4,FALSE)","v":2},160,90,{"$f":"IF(VLOOKUP(C418,'ورودی نیروها'!M$4:Q$1048576,5,FALSE)=0,IF(K418=1,2*L418+2*M418,IF(K418=2,L418+2*M418,IF(K418=3,2*L418+M418,L418+M418))),VLOOKUP(C418,'ورودی نیروها'!M$4:Q$1048576,5,FALSE))","v":340},1566000,563760,1680000,1801500,1.5555555555555556,30,12.570053699169309,0.47058823529411764,0.33333333333333337,1576282.3331764706,429053.85333333339,30600,13.924611380150443,1.1077606916723555,443626.78666666668,1538574.5727783237,"OK","OK",0.1535165371778619]
[null,{"$f":"'ورودی نیروها'!C412","v":"BASE"},{"$f":"'ورودی نیروها'!D412","v":5},{"$f":"'ورودی نیروها'!E412","v":"ACIS36"},"5 - ACIS36",{"$f":"ABS('ورودی نیروها'!H412)","v":267175.15999999997},{"$f":"ABS('ورودی نیروها'!I412)","v":3373947.2080000001},{"$f":"ABS('ورودی نیروها'!J412)","v":1166736.649},{"$f":"VLOOKUP(C419,'ورودی نیروها'!M$4:P$1000000,2,FALSE)","v":70},{"$f":"VLOOKUP(C419,'ورودی نیروها'!M$4:P$1000000,3,FALSE)","v":45},{"$f":"VLOOKUP(C419,'ورودی نیروها'!M$4:P$1000000,4,FALSE)","v":2},160,90,{"$f":"IF(VLOOKUP(C419,'ورودی نیروها'!M$4:Q$1048576,5,FALSE)=0,IF(K419=1,2*L419+2*M419,IF(K419=2,L419+2*M419,IF(K419=3,2*L419+M419,L419+M419))),VLOOKUP(C419,'ورودی نیروها'!M$4:Q$1048576,5,FALSE))","v":340},1566000,563760,1680000,1801500,1.5555555555555556,30,12.570053699169309,0.47058823529411764,0.33333333333333337,1587739.8625882354,388912.21633333334,30600,11.779049788855245,0.93707235233479258,"-","-","-","-","-"]
[null,{"$f":"'ورودی نیروها'!C413","v":"BASE"},{"$f":"'ورودی نیروها'!D413","v":5},{"$f":"'ورودی نیروها'!E413","v":"ACIS37"},"5 - ACIS37",{"$f":"ABS('ورودی نیروها'!H413)","v":197109.79},{"$f":"ABS('ورودی نیروها'!I413)","v":3475032.87},{"$f":"ABS('ورودی نیروها'!J413)","v":255366.34},{"$f":"VLOOKUP(C420,'ورودی نیروها'!M$4:P$1000000,2,FALSE)","v":70},{"$f":"VLOOKUP(C420,'ورودی نیروها'!M$4:P$1000000,3,FALSE)","v":45},{"$f":"VLOOKUP(C420,'ورودی نیروها'!M$4:P$1000000,4,FALSE)","v":2},160,90,{"$f":"IF(VLOOKUP(C420,'ورودی نیروها'!M$4:Q$1048576,5,FALSE)=0,IF(K420=1,2*L420+2*M420,IF(K420=2,L420+2*M420,IF(K420=3,2*L420+M420,L420+M420))),VLOOKUP(C420,'ورودی نیروها'!M$4:Q$1048576,5,FALSE))","v":340},1566000,563760,1680000,1801500,1.5555555555555556,30,12.570053699169309,0.47058823529411764,0.33333333333333337,1635309.5858823529,85122.113333333342,30600,9.3928837598772592,0.74724293027467237,"-","-","-","-","-"]
[null,{"$f":"'ورودی نیروها'!C414","v":"BASE"},{"$f":"'ورودی نیروها'!D414","v":5},{"$f":"'ورودی نیروها'!E414","v":"ACIS38"},"5 - ACIS38",{"$f":"ABS('ورودی نیروها'!H414)","v":131564.85},{"$f":"ABS('ورودی نیروها'!I414)","v":3450685.62},{"$f":"ABS('ورودی نیروها'!J414)","v":375791.25099999999},{"$f":"VLOOKUP(C421,'ورودی نیروها'!M$4:P$1000000,2,FALSE)","v":70},{"$f":"VLOOKUP(C421,'ورودی نیروها'!M$4:P$1000000,3,FALSE)","v":45},{"$f":"VLOOKUP(C421,'ورودی نیروها'!M$4:P$1000000,4,FALSE)","v":2},160,90,{"$f":"IF(VLOOKUP(C421,'ورودی نیروها'!M$4:Q$1048576,5,FALSE)=0,IF(K421=1,2*L421+2*M421,IF(K421=2,L421+2*M421,IF(K421=3,2*L421+M421,L421+M421))),VLOOKUP(C421,'ورودی نیروها'!M$4:Q$1048576,5,FALSE))","v":340},1566000,563760,1680000,1801500,1.5555555555555556,30,12.570053699169309,0.47058823529411764,0.33333333333333337,1623852.0564705883,125263.75033333334,30600,7.2544626714338936,0.57712264760756782,"-","-","-","-","-"]
[null,{"$f":"'ورودی نیروها'!C415","v":"BASE"},{"$f":"'ورودی نیروها'!D415","v":5},{"$f":"'ورودی نیروها'!E415","v":"ACIS39"},"5 - ACIS39",{"$f":"ABS('ورودی نیروها'!H415)","v":217926.77},{"$f":"ABS('ورودی نیروها'!I415)","v":3399962.77},{"$f":"ABS('ورودی نیروها'!J415)","v":1215168.419},{"$f":"VLOOKUP(C422,'ورودی نیروها'!M$4:P$1000000,2,FALSE)","v":70},{"$f":"VLOOKUP(C422,'ورودی نیروها'!M$4:P$1000000,3,FALSE)","v":45},{"$f":"VLOOKUP(C422,'ورودی نیروها'!M$4:P$1000000,4,FALSE)","v":2},160,90,{"$f":"IF(VLOOKUP(C422,'ورودی نیروها'!M$4:Q$1048576,5,FALSE)=0,IF(K422=1,2*L422+2*M422,IF(K422=2,L422+2*M422,IF(K422=3,2*L422+M422,L422+M422))),VLOOKUP(C422,'ورودی نیروها'!M$4:Q$1048576,5,FALSE))","v":340},1566000,563760,1680000,1801500,1.5555555555555556,30,12.570053699169309,0.47058823529411764,0.33333333333333337,1599982.48,405056.13966666668,30600,10.200950766541531,0.81152801815123987,"-","-","-","-","-"]
[null,{"$f":"'ورودی نیروها'!C416","v":"BASE"},{"$f":"'ورودی نیروها'!D416","v":5},{"$f":"'ورودی نیروها'!E416","v":"ACIS40"},"5 - ACIS40",{"$f":"ABS('ورودی نیروها'!H416)","v":152381.84},{"$f":"ABS('ورودی نیروها'!I416)","v":3375615.52},{"$f":"ABS('ورودی نیروها'!J416)","v":1094743.5079999999},{"$f":"VLOOKUP(C423,'ورودی نیروها'!M$4:P$1000000,2,FALSE)","v":70},{"$f":"VLOOKUP(C423,'ورودی نیروها'!M$4:P$1000000,3,FALSE)","v":45},{"$f":"VLOOKUP(C423,'ورودی نیروها'!M$4:P$1000000,4,FALSE)","v":2},160,90,{"$f":"IF(VLOOKUP(C423,'ورودی نیروها'!M$4:Q$1048576,5,FALSE)=0,IF(K423=1,2*L423+2*M423,IF(K423=2,L423+2*M423,IF(K423=3,2*L423+M423,L423+M423))),VLOOKUP(C423,'ورودی نیروها'!M$4:Q$1048576,5,FALSE))","v":340},1566000,563760,1680000,1801500,1.5555555555555556,30,12.570053699169309,0.47058823529411764,0.33333333333333337,1588524.9505882352,364914.5026666667,30600,8.0147423418003125,0.63760605432655915,"-","-","-","-","-"]
[null,{"$f":"'ورودی نیروها'!C417","v":"BASE"},{"$f":"'ورودی نیروها'!D417","v":5},{"$f":"'ورودی نیروها'!E417","v":"ACIS41"},"5 - ACIS41",{"$f":"ABS('ورودی نیروها'!H417)","v":324314.09999999998},{"$f":"ABS('ورودی نیروها'!I417)","v":4172039.233},{"$f":"ABS('ورودی نیروها'!J417)","v":235923.42499999999},{"$f":"VLOOKUP(C424,'ورودی نیروها'!M$4:P$1000000,2,FALSE)","v":70},{"$f":"VLOOKUP(C424,'ورودی نیروها'!M$4:P$1000000,3,FALSE)","v":45},{"$f":"VLOOKUP(C424,'ورودی نیروها'!M$4:P$1000000,4,FALSE)","v":2},160,90,{"$f":"IF(VLOOKUP(C424,'ورودی نیروها'!M$4:Q$1048576,5,FALSE)=0,IF(K424=1,2*L424+2*M424,IF(K424=2,L424+2*M424,IF(K424=3,2*L424+M424,L424+M424))),VLOOKUP(C424,'ورودی نیروها'!M$4:Q$1048576,5,FALSE))","v":340},1566000,563760,1680000,1801500,1.5555555555555556,30,12.570053699169309,0.47058823529411764,0.33333333333333337,1963312.5802352941,78641.141666666677,30600,14.127842806316279,1.1239285960448933,432418.8,1538574.5727783237,"OK","OK",0.17654943214332328]
[null,{"$f":"'ورودی نیروها'!C418","v":"BASE"},{"$f":"'ورودی نیروها'!D418","v":5},{"$f":"'ورودی نیروها'!E418","v":"ACIS42"},"5 - ACIS42",{"$f":"ABS('ورودی نیروها'!H418)","v":258769.16},{"$f":"ABS('ورودی نیروها'!I418)","v":4196386.4819999998},{"$f":"ABS('ورودی نیروها'!J418)","v":356348.33600000001},{"$f":"VLOOKUP(C425,'ورودی نیروها'!M$4:P$1000000,2,FALSE)","v":70},{"$f":"VLOOKUP(C425,'ورودی نیروها'!M$4:P$1000000,3,FALSE)","v":45},{"$f":"VLOOKUP(C425,'ورودی نیروها'!M$4:P$1000000,4,FALSE)","v":2},160,90,{"$f":"IF(VLOOKUP(C425,'ورودی نیروها'!M$4:Q$1048576,5,FALSE)=0,IF(K425=1,2*L425+2*M425,IF(K425=2,L425+2*M425,IF(K425=3,2*L425+M425,L425+M425))),VLOOKUP(C425,'ورودی نیروها'!M$4:Q$1048576,5,FALSE))","v":340},1566000,563760,1680000,1801500,1.5555555555555556,30,12.570053699169309,0.47058823529411764,0.33333333333333337,1974770.1091764704,118782.77866666668,30600,12.030068550484202,0.95704193779850033,"-","-","-","-","-"]
[null,{"$f":"'ورودی نیروها'!C419","v":"BASE"},{"$f":"'ورودی نیروها'!D419","v":5},{"$f":"'ورودی نیروها'!E419","v":"ACIS43"},"5 - ACIS43",{"$f":"ABS('ورودی نیروها'!H419)","v":345131.09},{"$f":"ABS('ورودی نیروها'!I419)","v":4247109.3360000001},{"$f":"ABS('ورودی نیروها'!J419)","v":1234611.334},{"$f":"VLOOKUP(C426,'ورودی نیروها'!M$4:P$1000000,2,FALSE)","v":70},{"$f":"VLOOKUP(C426,'ورودی نیروها'!M$4:P$1000000,3,FALSE)","v":45},{"$f":"VLOOKUP(C426,'ورودی نیروها'!M$4:P$1000000,4,FALSE)","v":2},160,90,{"$f":"IF(VLOOKUP(C426,'ورودی نیروها'!M$4:Q$1048576,5,FALSE)=0,IF(K426=1,2*L426+2*M426,IF(K426=2,L426+2*M426,IF(K426=3,2*L426+M426,L426+M426))),VLOOKUP(C426,'ورودی نیروها'!M$4:Q$1048576,5,FALSE))","v":340},1566000,563760,1680000,1801500,1.5555555555555556,30,12.570053699169309,0.47058823529411764,0.33333333333333337,1998639.6875294119,411537.11133333336,30600,15.068952340391496,1.1987977697650827,460174.78666666668,1538574.5727783237,"OK","OK",0.28320851267184788]
[null,{"$f":"'ورودی نیروها'!C420","v":"BASE"},{"$f":"'ورودی نیروها'!D420","v":5},{"$f":"'ورودی نیروها'!E420","v":"ACIS44"},"5 - ACIS44",{"$f":"ABS('ورودی نیروها'!H420)","v":279586.15000000002},{"$f":"ABS('ورودی نیروها'!I420)","v":4271456.585},{"$f":"ABS('ورودی نیروها'!J420)","v":1114186.4240000001},{"$f":"VLOOKUP(C427,'ورودی نیروها'!M$4:P$1000000,2,FALSE)","v":70},{"$f":"VLOOKUP(C427,'ورودی نیروها'!M$4:P$1000000,3,FALSE)","v":45},{"$f":"VLOOKUP(C427,'ورودی نیروها'!M$4:P$1000000,4,FALSE)","v":2},160,90,{"$f":"IF(VLOOKUP(C427,'ورودی نیروها'!M$4:Q$1048576,5,FALSE)=0,IF(K427=1,2*L427+2*M427,IF(K427=2,L427+2*M427,IF(K427=3,2*L427+M427,L427+M427))),VLOOKUP(C427,'ورودی نیروها'!M$4:Q$1048576,5,FALSE))","v":340},1566000,563760,1680000,1801500,1.5555555555555556,30,12.570053699169309,0.47058823529411764,0.33333333333333337,2010097.2164705882,371395.47466666676,30600,12.923390421662596,1.0281094043788084,372781.53333333338,1538574.5727783237,"OK","OK",4.00448285492392E-2]
[null,{"$f":"'ورودی نیروها'!C421","v":"BASE"},{"$f":"'ورودی نیروها'!D421","v":5},{"$f":"'ورودی نیروها'!E421","v":"ACIS45"},"5 - ACIS45",{"$f":"ABS('ورودی نیروها'!H421)","v":184698.8},{"$f":"ABS('ورودی نیروها'!I421)","v":4372542.25},{"$f":"ABS('ورودی نیروها'!J421)","v":202816.11499999999},{"$f":"VLOOKUP(C428,'ورودی نیروها'!M$4:P$1000000,2,FALSE)","v":70},{"$f":"VLOOKUP(C428,'ورودی نیروها'!M$4:P$1000000,3,FALSE)","v":45},{"$f":"VLOOKUP(C428,'ورودی نیروها'!M$4:P$1000000,4,FALSE)","v":2},160,90,{"$f":"IF(VLOOKUP(C428,'ورودی نیروها'!M$4:Q$1048576,5,FALSE)=0,IF(K428=1,2*L428+2*M428,IF(K428=2,L428+2*M428,IF(K428=3,2*L428+M428,L428+M428))),VLOOKUP(C428,'ورودی نیروها'!M$4:Q$1048576,5,FALSE))","v":340},1566000,563760,1680000,1801500,1.5555555555555556,30,12.570053699169309,0.47058823529411764,0.33333333333333337,2057666.9411764706,67605.371666666673,30600,9.7260485781953374,0.77374757586262999,"-","-","-","-","-"]
[null,{"$f":"'ورودی نیروها'!C422","v":"BASE"},{"$f":"'ورودی نیروها'!D422","v":5},{"$f":"'ورودی نیروها'!E422","v":"ACIS46"},"5 - ACIS46",{"$f":"ABS('ورودی نیروها'!H422)","v":119153.86},{"$f":"ABS('ورودی نیروها'!I422)","v":4348195},{"$f":"ABS('ورودی نیروها'!J422)","v":323241.02600000001},{"$f":"VLOOKUP(C429,'ورودی نیروها'!M$4:P$1000000,2,FALSE)","v":70},{"$f":"VLOOKUP(C429,'ورودی نیروها'!M$4:P$1000000,3,FALSE)","v":45},{"$f":"VLOOKUP(C429,'ورودی نیروها'!M$4:P$1000000,4,FALSE)","v":2},160,90,{"$f":"IF(VLOOKUP(C429,'ورودی نیروها'!M$4:Q$1048576,5,FALSE)=0,IF(K429=1,2*L429+2*M429,IF(K429=2,L429+2*M429,IF(K429=3,2*L429+M429,L429+M429))),VLOOKUP(C429,'ورودی نیروها'!M$4:Q$1048576,5,FALSE))","v":340},1566000,563760,1680000,1801500,1.5555555555555556,30,12.570053699169309,0.47058823529411764,0.33333333333333337,2046209.4117647058,107747.00866666668,30600,7.5876274897519718,0.60362729319552544,"-","-","-","-","-"]
[null,{"$f":"'ورودی نیروها'!C423","v":"BASE"},{"$f":"'ورودی نیروها'!D423","v":5},{"$f":"'ورودی نیروها'!E423","v":"ACIS47"},"5 - ACIS47",{"$f":"ABS('ورودی نیروها'!H423)","v":205515.78},{"$f":"ABS('ورودی نیروها'!I423)","v":4297472.1500000004},{"$f":"ABS('ورودی نیروها'!J423)","v":1267718.6440000001},{"$f":"VLOOKUP(C430,'ورودی نیروها'!M$4:P$1000000,2,FALSE)","v":70},{"$f":"VLOOKUP(C430,'ورودی نیروها'!M$4:P$1000000,3,FALSE)","v":45},{"$f":"VLOOKUP(C430,'ورودی نیروها'!M$4:P$1000000,4,FALSE)","v":2},160,90,{"$f":"IF(VLOOKUP(C430,'ورودی نیروها'!M$4:Q$1048576,5,FALSE)=0,IF(K430=1,2*L430+2*M430,IF(K430=2,L430+2*M430,IF(K430=3,2*L430+M430,L430+M430))),VLOOKUP(C430,'ورودی نیروها'!M$4:Q$1048576,5,FALSE))","v":340},1566000,563760,1680000,1801500,1.5555555555555556,30,12.570053699169309,0.47058823529411764,0.33333333333333337,2022339.8352941177,422572.88133333338,30600,10.554968848748498,0.83969162752630266,"-","-","-","-","-"]
[null,{"$f":"'ورودی نیروها'!C424","v":"BASE"},{"$f":"'ورودی نیروها'!D424","v":5},{"$f":"'ورودی نیروها'!E424","v":"ACIS48"},"5 - ACIS48",{"$f":"ABS('ورودی نیروها'!H424)","v":139970.85},{"$f":"ABS('ورودی نیروها'!I424)","v":4273124.9000000004},{"$f":"ABS('ورودی نیروها'!J424)","v":1147293.733},{"$f":"VLOOKUP(C431,'ورودی نیروها'!M$4:P$1000000,2,FALSE)","v":70},{"$f":"VLOOKUP(C431,'ورودی نیروها'!M$4:P$1000000,3,FALSE)","v":45},{"$f":"VLOOKUP(C431,'ورودی نیروها'!M$4:P$1000000,4,FALSE)","v":2},160,90,{"$f":"IF(VLOOKUP(C431,'ورودی نیروها'!M$4:Q$1048576,5,FALSE)=0,IF(K431=1,2*L431+2*M431,IF(K431=2,L431+2*M431,IF(K431=3,2*L431+M431,L431+M431))),VLOOKUP(C431,'ورودی نیروها'!M$4:Q$1048576,5,FALSE))","v":340},1566000,563760,1680000,1801500,1.5555555555555556,30,12.570053699169309,0.47058823529411764,0.33333333333333337,2010882.3058823531,382431.24433333339,30600,8.3687604240072808,0.66576966370162205,"-","-","-","-","-"]
[null,{"$f":"'ورودی نیروها'!C425","v":"BASE"},{"$f":"'ورودی نیروها'!D425","v":5},{"$f":"'ورودی نیروها'!E425","v":"ACIS49"},"5 - ACIS49",{"$f":"ABS('ورودی نیروها'!H425)","v":157571.53},{"$f":"ABS('ورودی نیروها'!I425)","v":957117.21400000004},{"$f":"ABS('ورودی نیروها'!J425)","v":2129954.9539999999},{"$f":"VLOOKUP(C432,'ورودی نیروها'!M$4:P$1000000,2,FALSE)","v":70},{"$f":"VLOOKUP(C432,'ورودی نیروها'!M$4:P$1000000,3,FALSE)","v":45},{"$f":"VLOOKUP(C432,'ورودی نیروها'!M$4:P$1000000,4,FALSE)","v":2},160,90,{"$f":"IF(VLOOKUP(C432,'ورودی نیروها'!M$4:Q$1048576,5,FALSE)=0,IF(K432=1,2*L432+2*M432,IF(K432=2,L432+2*M432,IF(K432=3,2*L432+M432,L432+M432))),VLOOKUP(C432,'ورودی نیروها'!M$4:Q$1048576,5,FALSE))","v":340},1566000,563760,1680000,1801500,1.5555555555555556,30,12.570053699169309,0.47058823529411764,0.33333333333333337,450408.10070588236,709984.98466666671,30600,6.3709424111084578,0.50683493989603889,"-","-","-","-","-"]
[null,{"$f":"'ورودی نیروها'!C426","v":"BASE"},{"$f":"'ورودی نیروها'!D426","v":5},{"$f":"'ورودی نیروها'!E426","v":"ACIS50"},"5 - ACIS50",{"$f":"ABS('ورودی نیروها'!H426)","v":92026.59},{"$f":"ABS('ورودی نیروها'!I426)","v":981464.46400000004},{"$f":"ABS('ورودی نیروها'!J426)","v":2250379.8650000002},{"$f":"VLOOKUP(C433,'ورودی نیروها'!M$4:P$1000000,2,FALSE)","v":70},{"$f":"VLOOKUP(C433,'ورودی نیروها'!M$4:P$1000000,3,FALSE)","v":45},{"$f":"VLOOKUP(C433,'ورودی نیروها'!M$4:P$1000000,4,FALSE)","v":2},160,90,{"$f":"IF(VLOOKUP(C433,'ورودی نیروها'!M$4:Q$1048576,5,FALSE)=0,IF(K433=1,2*L433+2*M433,IF(K433=2,L433+2*M433,IF(K433=3,2*L433+M433,L433+M433))),VLOOKUP(C433,'ورودی نیروها'!M$4:Q$1048576,5,FALSE))","v":340},1566000,563760,1680000,1801500,1.5555555555555556,30,12.570053699169309,0.47058823529411764,0.33333333333333337,461865.63011764706,750126.62166666682,30600,4.2731681561111143,0.33994828171605235,"-","-","-","-","-"]
[null,{"$f":"'ورودی نیروها'!C427","v":"BASE"},{"$f":"'ورودی نیروها'!D427","v":5},{"$f":"'ورودی نیروها'!E427","v":"ACIS51"},"5 - ACIS51",{"$f":"ABS('ورودی نیروها'!H427)","v":119410.23},{"$f":"ABS('ورودی نیروها'!I427)","v":1337004.4180000001},{"$f":"ABS('ورودی نیروها'!J427)","v":2135787.8289999999},{"$f":"VLOOKUP(C434,'ورودی نیروها'!M$4:P$1000000,2,FALSE)","v":70},{"$f":"VLOOKUP(C434,'ورودی نیروها'!M$4:P$1000000,3,FALSE)","v":45},{"$f":"VLOOKUP(C434,'ورودی نیروها'!M$4:P$1000000,4,FALSE)","v":2},160,90,{"$f":"IF(VLOOKUP(C434,'ورودی نیروها'!M$4:Q$1048576,5,FALSE)=0,IF(K434=1,2*L434+2*M434,IF(K434=2,L434+2*M434,IF(K434=3,2*L434+M434,L434+M434))),VLOOKUP(C434,'ورودی نیروها'!M$4:Q$1048576,5,FALSE))","v":340},1566000,563760,1680000,1801500,1.5555555555555556,30,12.570053699169309,0.47058823529411764,0.33333333333333337,629178.54964705883,711929.27633333334,30600,5.4421022392838214,0.43294184492174942,"-","-","-","-","-"]
[null,{"$f":"'ورودی نیروها'!C428","v":"BASE"},{"$f":"'ورودی نیروها'!D428","v":5},{"$f":"'ورودی نیروها'!E428","v":"ACIS52"},"5 - ACIS52",{"$f":"ABS('ورودی نیروها'!H428)","v":53865.3},{"$f":"ABS('ورودی نیروها'!I428)","v":1312657.1680000001},{"$f":"ABS('ورودی نیروها'!J428)","v":2256212.7390000001},{"$f":"VLOOKUP(C435,'ورودی نیروها'!M$4:P$1000000,2,FALSE)","v":70},{"$f":"VLOOKUP(C435,'ورودی نیروها'!M$4:P$1000000,3,FALSE)","v":45},{"$f":"VLOOKUP(C435,'ورودی نیروها'!M$4:P$1000000,4,FALSE)","v":2},160,90,{"$f":"IF(VLOOKUP(C435,'ورودی نیروها'!M$4:Q$1048576,5,FALSE)=0,IF(K435=1,2*L435+2*M435,IF(K435=2,L435+2*M435,IF(K435=3,2*L435+M435,L435+M435))),VLOOKUP(C435,'ورودی نیروها'!M$4:Q$1048576,5,FALSE))","v":340},1566000,563760,1680000,1801500,1.5555555555555556,30,12.570053699169309,0.47058823529411764,0.33333333333333337,617721.02023529413,752070.91300000006,30600,3.3036814774394285,0.26282158823695018,"-","-","-","-","-"]
[null,{"$f":"'ورودی نیروها'!C429","v":"BASE"},{"$f":"'ورودی نیروها'!D429","v":5},{"$f":"'ورودی نیروها'!E429","v":"ACIS54"},"5 - ACIS54",{"$f":"ABS('ورودی نیروها'!H429)","v":226961.48},{"$f":"ABS('ورودی نیروها'!I429)","v":1207350.8899999999},{"$f":"ABS('ورودی نیروها'!J429)","v":2771827.577},{"$f":"VLOOKUP(C436,'ورودی نیروها'!M$4:P$1000000,2,FALSE)","v":70},{"$f":"VLOOKUP(C436,'ورودی نیروها'!M$4:P$1000000,3,FALSE)","v":45},{"$f":"VLOOKUP(C436,'ورودی نیروها'!M$4:P$1000000,4,FALSE)","v":2},160,90,{"$f":"IF(VLOOKUP(C436,'ورودی نیروها'!M$4:Q$1048576,5,FALSE)=0,IF(K436=1,2*L436+2*M436,IF(K436=2,L436+2*M436,IF(K436=3,2*L436+M436,L436+M436))),VLOOKUP(C436,'ورودی نیروها'!M$4:Q$1048576,5,FALSE))","v":340},1566000,563760,1680000,1801500,1.5555555555555556,30,12.570053699169309,0.47058823529411764,0.33333333333333337,568165.12470588228,923942.5256666668,30600,8.9748214489842972,0.71398433640561121,"-","-","-","-","-"]
[null,{"$f":"'ورودی نیروها'!C430","v":"BASE"},{"$f":"'ورودی نیروها'!D430","v":5},{"$f":"'ورودی نیروها'!E430","v":"ACIS55"},"5 - ACIS55",{"$f":"ABS('ورودی نیروها'!H430)","v":188800.19},{"$f":"ABS('ورودی نیروها'!I430)","v":1086770.7420000001},{"$f":"ABS('ورودی نیروها'!J430)","v":2765994.702},{"$f":"VLOOKUP(C437,'ورودی نیروها'!M$4:P$1000000,2,FALSE)","v":70},{"$f":"VLOOKUP(C437,'ورودی نیروها'!M$4:P$1000000,3,FALSE)","v":45},{"$f":"VLOOKUP(C437,'ورودی نیروها'!M$4:P$1000000,4,FALSE)","v":2},160,90,{"$f":"IF(VLOOKUP(C437,'ورودی نیروها'!M$4:Q$1048576,5,FALSE)=0,IF(K437=1,2*L437+2*M437,IF(K437=2,L437+2*M437,IF(K437=3,2*L437+M437,L437+M437))),VLOOKUP(C437,'ورودی نیروها'!M$4:Q$1048576,5,FALSE))","v":340},1566000,563760,1680000,1801500,1.5555555555555556,30,12.570053699169309,0.47058823529411764,0.33333333333333337,511421.52564705885,921998.23400000017,30600,7.6259111032753975,0.60667291371868648,"-","-","-","-","-"]
[null,{"$f":"'ورودی نیروها'!C431","v":"BASE"},{"$f":"'ورودی نیروها'!D431","v":5},{"$f":"'ورودی نیروها'!E431","v":"ACIS56"},"5 - ACIS56",{"$f":"ABS('ورودی نیروها'!H431)","v":123255.25},{"$f":"ABS('ورودی نیروها'!I431)","v":1062423.4920000001},{"$f":"ABS('ورودی نیروها'!J431)","v":2645569.7919999999},{"$f":"VLOOKUP(C438,'ورودی نیروها'!M$4:P$1000000,2,FALSE)","v":70},{"$f":"VLOOKUP(C438,'ورودی نیروها'!M$4:P$1000000,3,FALSE)","v":45},{"$f":"VLOOKUP(C438,'ورودی نیروها'!M$4:P$1000000,4,FALSE)","v":2},160,90,{"$f":"IF(VLOOKUP(C438,'ورودی نیروها'!M$4:Q$1048576,5,FALSE)=0,IF(K438=1,2*L438+2*M438,IF(K438=2,L438+2*M438,IF(K438=3,2*L438+M438,L438+M438))),VLOOKUP(C438,'ورودی نیروها'!M$4:Q$1048576,5,FALSE))","v":340},1566000,563760,1680000,1801500,1.5555555555555556,30,12.570053699169309,0.47058823529411764,0.33333333333333337,499963.99623529415,881856.59733333346,30600,5.4397023519352059,0.43275092391170039,"-","-","-","-","-"]
[null,{"$f":"'ورودی نیروها'!C432","v":"BASE"},{"$f":"'ورودی نیروها'!D432","v":5},{"$f":"'ورودی نیروها'!E432","v":"ACIS57"},"5 - ACIS57",{"$f":"ABS('ورودی نیروها'!H432)","v":162898.13},{"$f":"ABS('ورودی نیروها'!I432)","v":1343085.456},{"$f":"ABS('ورودی نیروها'!J432)","v":2152552.3670000001},{"$f":"VLOOKUP(C439,'ورودی نیروها'!M$4:P$1000000,2,FALSE)","v":70},{"$f":"VLOOKUP(C439,'ورودی نیروها'!M$4:P$1000000,3,FALSE)","v":45},{"$f":"VLOOKUP(C439,'ورودی نیروها'!M$4:P$1000000,4,FALSE)","v":2},160,90,{"$f":"IF(VLOOKUP(C439,'ورودی نیروها'!M$4:Q$1048576,5,FALSE)=0,IF(K439=1,2*L439+2*M439,IF(K439=2,L439+2*M439,IF(K439=3,2*L439+M439,L439+M439))),VLOOKUP(C439,'ورودی نیروها'!M$4:Q$1048576,5,FALSE))","v":340},1566000,563760,1680000,1801500,1.5555555555555556,30,12.570053699169309,0.47058823529411764,0.33333333333333337,632040.21458823525,717517.45566666673,30600,6.8716777731440777,0.54667051848777637,"-","-","-","-","-"]
[null,{"$f":"'ورودی نیروها'!C433","v":"BASE"},{"$f":"'ورودی نیروها'!D433","v":5},{"$f":"'ورودی نیروها'!E433","v":"ACIS58"},"5 - ACIS58",{"$f":"ABS('ورودی نیروها'!H433)","v":97353.19},{"$f":"ABS('ورودی نیروها'!I433)","v":1367432.706},{"$f":"ABS('ورودی نیروها'!J433)","v":2272977.2779999999},{"$f":"VLOOKUP(C440,'ورودی نیروها'!M$4:P$1000000,2,FALSE)","v":70},{"$f":"VLOOKUP(C440,'ورودی نیروها'!M$4:P$1000000,3,FALSE)","v":45},{"$f":"VLOOKUP(C440,'ورودی نیروها'!M$4:P$1000000,4,FALSE)","v":2},160,90,{"$f":"IF(VLOOKUP(C440,'ورودی نیروها'!M$4:Q$1048576,5,FALSE)=0,IF(K440=1,2*L440+2*M440,IF(K440=2,L440+2*M440,IF(K440=3,2*L440+M440,L440+M440))),VLOOKUP(C440,'ورودی نیروها'!M$4:Q$1048576,5,FALSE))","v":340},1566000,563760,1680000,1801500,1.5555555555555556,30,12.570053699169309,0.47058823529411764,0.33333333333333337,643497.74399999995,757659.09266666672,30600,4.7739035181467351,0.37978386030778993,"-","-","-","-","-"]
[null,{"$f":"'ورودی نیروها'!C434","v":"BASE"},{"$f":"'ورودی نیروها'!D434","v":5},{"$f":"'ورودی نیروها'!E434","v":"ACIS59"},"5 - ACIS59",{"$f":"ABS('ورودی نیروها'!H434)","v":124736.83},{"$f":"ABS('ورودی نیروها'!I434)","v":951036.17599999998},{"$f":"ABS('ورودی نیروها'!J434)","v":2158385.2409999999},{"$f":"VLOOKUP(C441,'ورودی نیروها'!M$4:P$1000000,2,FALSE)","v":70},{"$f":"VLOOKUP(C441,'ورودی نیروها'!M$4:P$1000000,3,FALSE)","v":45},{"$f":"VLOOKUP(C441,'ورودی نیروها'!M$4:P$1000000,4,FALSE)","v":2},160,90,{"$f":"IF(VLOOKUP(C441,'ورودی نیروها'!M$4:Q$1048576,5,FALSE)=0,IF(K441=1,2*L441+2*M441,IF(K441=2,L441+2*M441,IF(K441=3,2*L441+M441,L441+M441))),VLOOKUP(C441,'ورودی نیروها'!M$4:Q$1048576,5,FALSE))","v":340},1566000,563760,1680000,1801500,1.5555555555555556,30,12.570053699169309,0.47058823529411764,0.33333333333333337,447546.43576470588,719461.74700000009,30600,5.2984778952804135,0.42151593160103706,"-","-","-","-","-"]
[null,{"$f":"'ورودی نیروها'!C435","v":"BASE"},{"$f":"'ورودی نیروها'!D435","v":5},{"$f":"'ورودی نیروها'!E435","v":"ACIS60"},"5 - ACIS60",{"$f":"ABS('ورودی نیروها'!H435)","v":59191.9},{"$f":"ABS('ورودی نیروها'!I435)","v":926688.92599999998},{"$f":"ABS('ورودی نیروها'!J435)","v":2278810.1519999998},{"$f":"VLOOKUP(C442,'ورودی نیروها'!M$4:P$1000000,2,FALSE)","v":70},{"$f":"VLOOKUP(C442,'ورودی نیروها'!M$4:P$1000000,3,FALSE)","v":45},{"$f":"VLOOKUP(C442,'ورودی نیروها'!M$4:P$1000000,4,FALSE)","v":2},160,90,{"$f":"IF(VLOOKUP(C442,'ورودی نیروها'!M$4:Q$1048576,5,FALSE)=0,IF(K442=1,2*L442+2*M442,IF(K442=2,L442+2*M442,IF(K442=3,2*L442+M442,L442+M442))),VLOOKUP(C442,'ورودی نیروها'!M$4:Q$1048576,5,FALSE))","v":340},1566000,563760,1680000,1801500,1.5555555555555556,30,12.570053699169309,0.47058823529411764,0.33333333333333337,436088.90635294118,759603.38399999996,30600,3.1600571336344334,0.25139567493202242,"-","-","-","-","-"]
[null,{"$f":"'ورودی نیروها'!C436","v":"BASE"},{"$f":"'ورودی نیروها'!D436","v":5},{"$f":"'ورودی نیروها'!E436","v":"ACIS61"},"5 - ACIS61",{"$f":"ABS('ورودی نیروها'!H436)","v":221634.88},{"$f":"ABS('ورودی نیروها'!I436)","v":821382.64800000004},{"$f":"ABS('ورودی نیروها'!J436)","v":2794424.99},{"$f":"VLOOKUP(C443,'ورودی نیروها'!M$4:P$1000000,2,FALSE)","v":70},{"$f":"VLOOKUP(C443,'ورودی نیروها'!M$4:P$1000000,3,FALSE)","v":45},{"$f":"VLOOKUP(C443,'ورودی نیروها'!M$4:P$1000000,4,FALSE)","v":2},160,90,{"$f":"IF(VLOOKUP(C443,'ورودی نیروها'!M$4:Q$1048576,5,FALSE)=0,IF(K443=1,2*L443+2*M443,IF(K443=2,L443+2*M443,IF(K443=3,2*L443+M443,L443+M443))),VLOOKUP(C443,'ورودی نیروها'!M$4:Q$1048576,5,FALSE))","v":340},1566000,563760,1680000,1801500,1.5555555555555556,30,12.570053699169309,0.47058823529411764,0.33333333333333337,386533.01082352945,931474.99666666682,30600,8.4830533143296272,0.67486213801061401,"-","-","-","-","-"]
[null,{"$f":"'ورودی نیروها'!C437","v":"BASE"},{"$f":"'ورودی نیروها'!D437","v":5},{"$f":"'ورودی نیروها'!E437","v":"ACIS62"},"5 - ACIS62",{"$f":"ABS('ورودی نیروها'!H437)","v":156089.95000000001},{"$f":"ABS('ورودی نیروها'!I437)","v":845729.89800000004},{"$f":"ABS('ورودی نیروها'!J437)","v":2674000.0789999999},{"$f":"VLOOKUP(C444,'ورودی نیروها'!M$4:P$1000000,2,FALSE)","v":70},{"$f":"VLOOKUP(C444,'ورودی نیروها'!M$4:P$1000000,3,FALSE)","v":45},{"$f":"VLOOKUP(C444,'ورودی نیروها'!M$4:P$1000000,4,FALSE)","v":2},160,90,{"$f":"IF(VLOOKUP(C444,'ورودی نیروها'!M$4:Q$1048576,5,FALSE)=0,IF(K444=1,2*L444+2*M444,IF(K444=2,L444+2*M444,IF(K444=3,2*L444+M444,L444+M444))),VLOOKUP(C444,'ورودی نیروها'!M$4:Q$1048576,5,FALSE))","v":340},1566000,563760,1680000,1801500,1.5555555555555556,30,12.570053699169309,0.47058823529411764,0.33333333333333337,397990.54023529415,891333.35966666671,30600,6.3374917230344314,0.50417379867305134,"-","-","-","-","-"]
[null,{"$f":"'ورودی نیروها'!C438","v":"BASE"},{"$f":"'ورودی نیروها'!D438","v":5},{"$f":"'ورودی نیروها'!E438","v":"ACIS64"},"5 - ACIS64",{"$f":"ABS('ورودی نیروها'!H438)","v":183473.59},{"$f":"ABS('ورودی نیروها'!I438)","v":1472738.9839999999},{"$f":"ABS('ورودی نیروها'!J438)","v":2788592.1150000002},{"$f":"VLOOKUP(C445,'ورودی نیروها'!M$4:P$1000000,2,FALSE)","v":70},{"$f":"VLOOKUP(C445,'ورودی نیروها'!M$4:P$1000000,3,FALSE)","v":45},{"$f":"VLOOKUP(C445,'ورودی نیروها'!M$4:P$1000000,4,FALSE)","v":2},160,90,{"$f":"IF(VLOOKUP(C445,'ورودی نیروها'!M$4:Q$1048576,5,FALSE)=0,IF(K445=1,2*L445+2*M445,IF(K445=2,L445+2*M445,IF(K445=3,2*L445+M445,L445+M445))),VLOOKUP(C445,'ورودی نیروها'!M$4:Q$1048576,5,FALSE))","v":340},1566000,563760,1680000,1801500,1.5555555555555556,30,12.570053699169309,0.47058823529411764,0.33333333333333337,693053.63952941168,929530.70500000019,30600,7.778502674461345,0.61881220722035479,"-","-","-","-","-"]
[null,{"$f":"'ورودی نیروها'!C439","v":"BASE"},{"$f":"'ورودی نیروها'!D439","v":5},{"$f":"'ورودی نیروها'!E439","v":"ACIS65"},"5 - ACIS65",{"$f":"ABS('ورودی نیروها'!H439)","v":152244.92000000001},{"$f":"ABS('ورودی نیروها'!I439)","v":571148.97199999995},{"$f":"ABS('ورودی نیروها'!J439)","v":2107357.5410000002},{"$f":"VLOOKUP(C446,'ورودی نیروها'!M$4:P$1000000,2,FALSE)","v":70},{"$f":"VLOOKUP(C446,'ورودی نیروها'!M$4:P$1000000,3,FALSE)","v":45},{"$f":"VLOOKUP(C446,'ورودی نیروها'!M$4:P$1000000,4,FALSE)","v":2},160,90,{"$f":"IF(VLOOKUP(C446,'ورودی نیروها'!M$4:Q$1048576,5,FALSE)=0,IF(K446=1,2*L446+2*M446,IF(K446=2,L446+2*M446,IF(K446=3,2*L446+M446,L446+M446))),VLOOKUP(C446,'ورودی نیروها'!M$4:Q$1048576,5,FALSE))","v":340},1566000,563760,1680000,1801500,1.5555555555555556,30,12.570053699169309,0.47058823529411764,0.33333333333333337,268775.98682352941,702452.51366666681,30600,5.8702067222754524,0.46699933530621152,"-","-","-","-","-"]
[null,{"$f":"'ورودی نیروها'!C440","v":"BASE"},{"$f":"'ورودی نیروها'!D440","v":5},{"$f":"'ورودی نیروها'!E440","v":"ACIS67"},"5 - ACIS67",{"$f":"ABS('ورودی نیروها'!H440)","v":86699.99},{"$f":"ABS('ورودی نیروها'!I440)","v":595496.22199999995},{"$f":"ABS('ورودی نیروها'!J440)","v":2227782.452},{"$f":"VLOOKUP(C447,'ورودی نیروها'!M$4:P$1000000,2,FALSE)","v":70},{"$f":"VLOOKUP(C447,'ورودی نیروها'!M$4:P$1000000,3,FALSE)","v":45},{"$f":"VLOOKUP(C447,'ورودی نیروها'!M$4:P$1000000,4,FALSE)","v":2},160,90,{"$f":"IF(VLOOKUP(C447,'ورودی نیروها'!M$4:Q$1048576,5,FALSE)=0,IF(K447=1,2*L447+2*M447,IF(K447=2,L447+2*M447,IF(K447=3,2*L447+M447,L447+M447))),VLOOKUP(C447,'ورودی نیروها'!M$4:Q$1048576,5,FALSE))","v":340},1566000,563760,1680000,1801500,1.5555555555555556,30,12.570053699169309,0.47058823529411764,0.33333333333333337,280233.51623529411,742594.1506666668,30600,3.7724327940754931,0.30011270312431476,"-","-","-","-","-"]
[null,{"$f":"'ورودی نیروها'!C441","v":"BASE"},{"$f":"'ورودی نیروها'!D441","v":5},{"$f":"'ورودی نیروها'!E441","v":"ACIS68"},"5 - ACIS68",{"$f":"ABS('ورودی نیروها'!H441)","v":48538.7},{"$f":"ABS('ورودی نیروها'!I441)","v":1698625.4110000001},{"$f":"ABS('ورودی نیروها'!J441)","v":2233615.3259999999},{"$f":"VLOOKUP(C448,'ورودی نیروها'!M$4:P$1000000,2,FALSE)","v":70},{"$f":"VLOOKUP(C448,'ورودی نیروها'!M$4:P$1000000,3,FALSE)","v":45},{"$f":"VLOOKUP(C448,'ورودی نیروها'!M$4:P$1000000,4,FALSE)","v":2},160,90,{"$f":"IF(VLOOKUP(C448,'ورودی نیروها'!M$4:Q$1048576,5,FALSE)=0,IF(K448=1,2*L448+2*M448,IF(K448=2,L448+2*M448,IF(K448=3,2*L448+M448,L448+M448))),VLOOKUP(C448,'ورودی نیروها'!M$4:Q$1048576,5,FALSE))","v":340},1566000,563760,1680000,1801500,1.5555555555555556,30,12.570053699169309,0.47058823529411764,0.33333333333333337,799353.13458823529,744538.44200000004,30600,3.447305822079155,0.27424750160828432,"-","-","-","-","-"]
[null,{"$f":"'ورودی نیروها'!C442","v":"BASE"},{"$f":"'ورودی نیروها'!D442","v":5},{"$f":"'ورودی نیروها'!E442","v":"ACIS69"},"5 - ACIS69",{"$f":"ABS('ورودی نیروها'!H442)","v":232288.08},{"$f":"ABS('ورودی نیروها'!I442)","v":1593319.132},{"$f":"ABS('ورودی نیروها'!J442)","v":2749230.1639999999},{"$f":"VLOOKUP(C449,'ورودی نیروها'!M$4:P$1000000,2,FALSE)","v":70},{"$f":"VLOOKUP(C449,'ورودی نیروها'!M$4:P$1000000,3,FALSE)","v":45},{"$f":"VLOOKUP(C449,'ورودی نیروها'!M$4:P$1000000,4,FALSE)","v":2},160,90,{"$f":"IF(VLOOKUP(C449,'ورودی نیروها'!M$4:Q$1048576,5,FALSE)=0,IF(K449=1,2*L449+2*M449,IF(K449=2,L449+2*M449,IF(K449=3,2*L449+M449,L449+M449))),VLOOKUP(C449,'ورودی نیروها'!M$4:Q$1048576,5,FALSE))","v":340},1566000,563760,1680000,1801500,1.5555555555555556,30,12.570053699169309,0.47058823529411764,0.33333333333333337,749797.23858823522,916410.05466666678,30600,9.4665895836389637,0.75310653480060807,"-","-","-","-","-"]
[null,{"$f":"'ورودی نیروها'!C443","v":"BASE"},{"$f":"'ورودی نیروها'!D443","v":5},{"$f":"'ورودی نیروها'!E443","v":"ACIS70"},"5 - ACIS70",{"$f":"ABS('ورودی نیروها'!H443)","v":166743.15},{"$f":"ABS('ورودی نیروها'!I443)","v":1617666.382},{"$f":"ABS('ورودی نیروها'!J443)","v":2628805.253},{"$f":"VLOOKUP(C450,'ورودی نیروها'!M$4:P$1000000,2,FALSE)","v":70},{"$f":"VLOOKUP(C450,'ورودی نیروها'!M$4:P$1000000,3,FALSE)","v":45},{"$f":"VLOOKUP(C450,'ورودی نیروها'!M$4:P$1000000,4,FALSE)","v":2},160,90,{"$f":"IF(VLOOKUP(C450,'ورودی نیروها'!M$4:Q$1048576,5,FALSE)=0,IF(K450=1,2*L450+2*M450,IF(K450=2,L450+2*M450,IF(K450=3,2*L450+M450,L450+M450))),VLOOKUP(C450,'ورودی نیروها'!M$4:Q$1048576,5,FALSE))","v":340},1566000,563760,1680000,1801500,1.5555555555555556,30,12.570053699169309,0.47058823529411764,0.33333333333333337,761254.76799999992,876268.41766666679,30600,7.321027992343768,0.58241819546304541,"-","-","-","-","-"]
[null,{"$f":"'ورودی نیروها'!C444","v":"BASE"},{"$f":"'ورودی نیروها'!D444","v":5},{"$f":"'ورودی نیروها'!E444","v":"ACIS71"},"5 - ACIS71",{"$f":"ABS('ورودی نیروها'!H444)","v":194126.79},{"$f":"ABS('ورودی نیروها'!I444)","v":700802.5},{"$f":"ABS('ورودی نیروها'!J444)","v":2743397.29},{"$f":"VLOOKUP(C451,'ورودی نیروها'!M$4:P$1000000,2,FALSE)","v":70},{"$f":"VLOOKUP(C451,'ورودی نیروها'!M$4:P$1000000,3,FALSE)","v":45},{"$f":"VLOOKUP(C451,'ورودی نیروها'!M$4:P$1000000,4,FALSE)","v":2},160,90,{"$f":"IF(VLOOKUP(C451,'ورودی نیروها'!M$4:Q$1048576,5,FALSE)=0,IF(K451=1,2*L451+2*M451,IF(K451=2,L451+2*M451,IF(K451=3,2*L451+M451,L451+M451))),VLOOKUP(C451,'ورودی نیروها'!M$4:Q$1048576,5,FALSE))","v":340},1566000,563760,1680000,1801500,1.5555555555555556,30,12.570053699169309,0.47058823529411764,0.33333333333333337,329789.4117647059,914465.76333333342,30600,7.4733195322878627,0.59453362023280276,"-","-","-","-","-"]
[null,{"$f":"'ورودی نیروها'!C445","v":"BASE"},{"$f":"'ورودی نیروها'!D445","v":5},{"$f":"'ورودی نیروها'!E445","v":"ACIS72"},"5 - ACIS72",{"$f":"ABS('ورودی نیروها'!H445)","v":128581.85},{"$f":"ABS('ورودی نیروها'!I445)","v":676455.25},{"$f":"ABS('ورودی نیروها'!J445)","v":2622972.3790000002},{"$f":"VLOOKUP(C452,'ورودی نیروها'!M$4:P$1000000,2,FALSE)","v":70},{"$f":"VLOOKUP(C452,'ورودی نیروها'!M$4:P$1000000,3,FALSE)","v":45},{"$f":"VLOOKUP(C452,'ورودی نیروها'!M$4:P$1000000,4,FALSE)","v":2},160,90,{"$f":"IF(VLOOKUP(C452,'ورودی نیروها'!M$4:Q$1048576,5,FALSE)=0,IF(K452=1,2*L452+2*M452,IF(K452=2,L452+2*M452,IF(K452=3,2*L452+M452,L452+M452))),VLOOKUP(C452,'ورودی نیروها'!M$4:Q$1048576,5,FALSE))","v":340},1566000,563760,1680000,1801500,1.5555555555555556,30,12.570053699169309,0.47058823529411764,0.33333333333333337,318331.88235294115,874324.12633333355,30600,5.2871107807492574,0.42061163041003202,"-","-","-","-","-"]
[null,{"$f":"'ورودی نیروها'!C446","v":"BASE"},{"$f":"'ورودی نیروها'!D446","v":5},{"$f":"'ورودی نیروها'!E446","v":"ACIS73"},"5 - ACIS73",{"$f":"ABS('ورودی نیروها'!H446)","v":226379.51999999999},{"$f":"ABS('ورودی نیروها'!I446)","v":3721174.2379999999},{"$f":"ABS('ورودی نیروها'!J446)","v":407526.04800000001},{"$f":"VLOOKUP(C453,'ورودی نیروها'!M$4:P$1000000,2,FALSE)","v":70},{"$f":"VLOOKUP(C453,'ورودی نیروها'!M$4:P$1000000,3,FALSE)","v":45},{"$f":"VLOOKUP(C453,'ورودی نیروها'!M$4:P$1000000,4,FALSE)","v":2},160,90,{"$f":"IF(VLOOKUP(C453,'ورودی نیروها'!M$4:Q$1048576,5,FALSE)=0,IF(K453=1,2*L453+2*M453,IF(K453=2,L453+2*M453,IF(K453=3,2*L453+M453,L453+M453))),VLOOKUP(C453,'ورودی نیروها'!M$4:Q$1048576,5,FALSE))","v":340},1566000,563760,1680000,1801500,1.5555555555555556,30,12.570053699169309,0.47058823529411764,0.33333333333333337,1751140.817882353,135842.01600000003,30600,10.585063257756266,0.84208576280432113,"-","-","-","-","-"]
[null,{"$f":"'ورودی نیروها'!C447","v":"BASE"},{"$f":"'ورودی نیروها'!D447","v":5},{"$f":"'ورودی نیروها'!E447","v":"ACIS74"},"5 - ACIS74",{"$f":"ABS('ورودی نیروها'!H447)","v":160834.57999999999},{"$f":"ABS('ورودی نیروها'!I447)","v":3745521.4879999999},{"$f":"ABS('ورودی نیروها'!J447)","v":527950.95799999998},{"$f":"VLOOKUP(C454,'ورودی نیروها'!M$4:P$1000000,2,FALSE)","v":70},{"$f":"VLOOKUP(C454,'ورودی نیروها'!M$4:P$1000000,3,FALSE)","v":45},{"$f":"VLOOKUP(C454,'ورودی نیروها'!M$4:P$1000000,4,FALSE)","v":2},160,90,{"$f":"IF(VLOOKUP(C454,'ورودی نیروها'!M$4:Q$1048576,5,FALSE)=0,IF(K454=1,2*L454+2*M454,IF(K454=2,L454+2*M454,IF(K454=3,2*L454+M454,L454+M454))),VLOOKUP(C454,'ورودی نیروها'!M$4:Q$1048576,5,FALSE))","v":340},1566000,563760,1680000,1801500,1.5555555555555556,30,12.570053699169309,0.47058823529411764,0.33333333333333337,1762598.3472941176,175983.65266666669,30600,8.487289002560507,0.67519910460854982,"-","-","-","-","-"]
[null,{"$f":"'ورودی نیروها'!C448","v":"BASE"},{"$f":"'ورودی نیروها'!D448","v":5},{"$f":"'ورودی نیروها'!E448","v":"ACIS75"},"5 - ACIS75",{"$f":"ABS('ورودی نیروها'!H448)","v":247196.51},{"$f":"ABS('ورودی نیروها'!I448)","v":3796244.341},{"$f":"ABS('ورودی نیروها'!J448)","v":1063008.7120000001},{"$f":"VLOOKUP(C455,'ورودی نیروها'!M$4:P$1000000,2,FALSE)","v":70},{"$f":"VLOOKUP(C455,'ورودی نیروها'!M$4:P$1000000,3,FALSE)","v":45},{"$f":"VLOOKUP(C455,'ورودی نیروها'!M$4:P$1000000,4,FALSE)","v":2},160,90,{"$f":"IF(VLOOKUP(C455,'ورودی نیروها'!M$4:Q$1048576,5,FALSE)=0,IF(K455=1,2*L455+2*M455,IF(K455=2,L455+2*M455,IF(K455=3,2*L455+M455,L455+M455))),VLOOKUP(C455,'ورودی نیروها'!M$4:Q$1048576,5,FALSE))","v":340},1566000,563760,1680000,1801500,1.5555555555555556,30,12.570053699169309,0.47058823529411764,0.33333333333333337,1786467.9251764705,354336.23733333341,30600,11.458076513061641,0.91153759461018435,"-","-","-","-","-"]
[null,{"$f":"'ورودی نیروها'!C449","v":"BASE"},{"$f":"'ورودی نیروها'!D449","v":5},{"$f":"'ورودی نیروها'!E449","v":"ACIS76"},"5 - ACIS76",{"$f":"ABS('ورودی نیروها'!H449)","v":181651.57},{"$f":"ABS('ورودی نیروها'!I449)","v":3820591.591},{"$f":"ABS('ورودی نیروها'!J449)","v":942583.80099999998},{"$f":"VLOOKUP(C456,'ورودی نیروها'!M$4:P$1000000,2,FALSE)","v":70},{"$f":"VLOOKUP(C456,'ورودی نیروها'!M$4:P$1000000,3,FALSE)","v":45},{"$f":"VLOOKUP(C456,'ورودی نیروها'!M$4:P$1000000,4,FALSE)","v":2},160,90,{"$f":"IF(VLOOKUP(C456,'ورودی نیروها'!M$4:Q$1048576,5,FALSE)=0,IF(K456=1,2*L456+2*M456,IF(K456=2,L456+2*M456,IF(K456=3,2*L456+M456,L456+M456))),VLOOKUP(C456,'ورودی نیروها'!M$4:Q$1048576,5,FALSE))","v":340},1566000,563760,1680000,1801500,1.5555555555555556,30,12.570053699169309,0.47058823529411764,0.33333333333333337,1797925.4545882354,314194.60033333336,30600,9.3125145949690591,0.74084922927453178,"-","-","-","-","-"]
[null,{"$f":"'ورودی نیروها'!C450","v":"BASE"},{"$f":"'ورودی نیروها'!D450","v":5},{"$f":"'ورودی نیروها'!E450","v":"ACIS78"},"5 - ACIS78",{"$f":"ABS('ورودی نیروها'!H450)","v":99175.21},{"$f":"ABS('ورودی نیروها'!I450)","v":3925897.87},{"$f":"ABS('ورودی نیروها'!J450)","v":426968.96299999999},{"$f":"VLOOKUP(C457,'ورودی نیروها'!M$4:P$1000000,2,FALSE)","v":70},{"$f":"VLOOKUP(C457,'ورودی نیروها'!M$4:P$1000000,3,FALSE)","v":45},{"$f":"VLOOKUP(C457,'ورودی نیروها'!M$4:P$1000000,4,FALSE)","v":2},160,90,{"$f":"IF(VLOOKUP(C457,'ورودی نیروها'!M$4:Q$1048576,5,FALSE)=0,IF(K457=1,2*L457+2*M457,IF(K457=2,L457+2*M457,IF(K457=3,2*L457+M457,L457+M457))),VLOOKUP(C457,'ورودی نیروها'!M$4:Q$1048576,5,FALSE))","v":340},1566000,563760,1680000,1801500,1.5555555555555556,30,12.570053699169309,0.47058823529411764,0.33333333333333337,1847481.3505882353,142322.98766666668,30600,6.6028066504027141,0.52528070352150202,"-","-","-","-","-"]
[null,{"$f":"'ورودی نیروها'!C451","v":"BASE"},{"$f":"'ورودی نیروها'!D451","v":5},{"$f":"'ورودی نیروها'!E451","v":"ACIS79"},"5 - ACIS79",{"$f":"ABS('ورودی نیروها'!H451)","v":119992.19},{"$f":"ABS('ورودی نیروها'!I451)","v":3850827.77},{"$f":"ABS('ورودی نیروها'!J451)","v":1043565.796},{"$f":"VLOOKUP(C458,'ورودی نیروها'!M$4:P$1000000,2,FALSE)","v":70},{"$f":"VLOOKUP(C458,'ورودی نیروها'!M$4:P$1000000,3,FALSE)","v":45},{"$f":"VLOOKUP(C458,'ورودی نیروها'!M$4:P$1000000,4,FALSE)","v":2},160,90,{"$f":"IF(VLOOKUP(C458,'ورودی نیروها'!M$4:Q$1048576,5,FALSE)=0,IF(K458=1,2*L458+2*M458,IF(K458=2,L458+2*M458,IF(K458=3,2*L458+M458,L458+M458))),VLOOKUP(C458,'ورودی نیروها'!M$4:Q$1048576,5,FALSE))","v":340},1566000,563760,1680000,1801500,1.5555555555555556,30,12.570053699169309,0.47058823529411764,0.33333333333333337,1812154.2447058824,347855.26533333334,30600,7.3427773780987318,0.58414844946795885,"-","-","-","-","-"]
[null,{"$f":"'ورودی نیروها'!C452","v":"BASE"},{"$f":"'ورودی نیروها'!D452","v":5},{"$f":"'ورودی نیروها'!E452","v":"ACIS80"},"5 - ACIS80",{"$f":"ABS('ورودی نیروها'!H452)","v":54447.26},{"$f":"ABS('ورودی نیروها'!I452)","v":3826480.52},{"$f":"ABS('ورودی نیروها'!J452)","v":923140.88500000001},{"$f":"VLOOKUP(C459,'ورودی نیروها'!M$4:P$1000000,2,FALSE)","v":70},{"$f":"VLOOKUP(C459,'ورودی نیروها'!M$4:P$1000000,3,FALSE)","v":45},{"$f":"VLOOKUP(C459,'ورودی نیروها'!M$4:P$1000000,4,FALSE)","v":2},160,90,{"$f":"IF(VLOOKUP(C459,'ورودی نیروها'!M$4:Q$1048576,5,FALSE)=0,IF(K459=1,2*L459+2*M459,IF(K459=2,L459+2*M459,IF(K459=3,2*L459+M459,L459+M459))),VLOOKUP(C459,'ورودی نیروها'!M$4:Q$1048576,5,FALSE))","v":340},1566000,563760,1680000,1801500,1.5555555555555556,30,12.570053699169309,0.47058823529411764,0.33333333333333337,1800696.7152941176,307713.62833333336,30600,5.1565689533575139,0.41022648564327813,"-","-","-","-","-"]
[null,{"$f":"'ورودی نیروها'!C453","v":"BASE"},{"$f":"'ورودی نیروها'!D453","v":5},{"$f":"'ورودی نیروها'!E453","v":"ACIS81"},{"$f":"CONCATENATE(C460,\" - \",D460)","v":"5 - ACIS81"},{"$f":"ABS('ورودی نیروها'!H453)","v":220174.02},{"$f":"ABS('ورودی نیروها'!I453)","v":3272419.5490000001},{"$f":"ABS('ورودی نیروها'!J453)","v":381250.935},{"$f":"VLOOKUP(C460,'ورودی نیروها'!M$4:P$1000000,2,FALSE)","v":70},{"$f":"VLOOKUP(C460,'ورودی نیروها'!M$4:P$1000000,3,FALSE)","v":45},{"$f":"VLOOKUP(C460,'ورودی نیروها'!M$4:P$1000000,4,FALSE)","v":2},{"$f":"IF(OR(K460=1,K460=2),I460+$C$6,I460+($C$6/2))","v":160},{"$f":"IF(OR(K460=1,K460=3),J460+$C$6,J460+($C$6/2))","v":90},{"$f":"IF(VLOOKUP(C460,'ورودی نیروها'!M$4:Q$1048576,5,FALSE)=0,IF(K460=1,2*L460+2*M460,IF(K460=2,L460+2*M460,IF(K460=3,2*L460+M460,L460+M460))),VLOOKUP(C460,'ورودی نیروها'!M$4:Q$1048576,5,FALSE))","v":340},{"$f":"IF(K460=1,(L460*$C$6*(L460+3*M460)+$C$6^3)/3,IF(K460=2,(2*M460^2*$C$6*(M460+2*L460)+$C$6^3*(2*M460+L460))/(6*M460),IF(K460=3,M460*$C$6*(M460+6*L460)/6,($C$6*(L460+4*M460)+$C$6^3*(L460+M460))/(6*L460))))","v":1566000},{"$f":"IF(K460=1,(L460*$C$6*(L460+3*M460)+$C$6^3)/3,IF(K460=2,(2*M460^2*$C$6*(M460+2*L460)+$C$6^3*(2*M460+L460))/(6*(L460+M460)),IF(K460=3,(M460*$C$6*(M460+6*L460)+$C$6^3)/6,(L460^2*$C$6*(L460+4*M460)+$C$6^3*(L460+M460))/(6*(L460+2*M460)))))","v":563760},{"$f":"IF(K460=1,(M460*$C$6*(M460+3*L460)+$C$6^3)/3,IF(K460=2,L460*$C$6*(L460+6*M460)/6,IF(K460=3,(2*L460^2*$C$6*(L460+2*M460)+$C$6^3*(2*L460+M460))/(6*L460),($C$6*(M460+4*L460)+$C$6^3*(M460+L460))/(6*M460))))","v":1680000},{"$f":"IF(K460=1,(M460*$C$6*(M460+3*L460)+$C$6^3)/3,IF(K460=2,(L460*$C$6*(L460+6*M460)+$C$6^3)/6,IF(K460=3,(2*L460^2*$C$6*(L460+2*M460)+$C$6^3*(2*L460+M460))/(6*(M460+L460)),(M460^2*$C$6*(M460+4*L460)+$C$6^3*(M460+L460))/(6*(M460+2*L460)))))","v":1801500},{"$f":"MAX(I460:J460)/MIN(I460:J460)","v":1.5555555555555556},{"$f":"IF(K460=1,40,IF(K460=4,20,30))","v":30},{"$f":"MIN(0.53*$C$5*(1+(2/S460))*SQRT($C$4),0.53*$C$5*(1+((T460*$C$6)/(2*N460)))*SQRT($C$4),1.06*$C$5*SQRT($C$4))","v":12.570053699169309},{"$f":"1-(1/((1+(2/3)*SQRT(L460/M460))))","v":0.47058823529411764},{"$f":"1-(1/((1+(2/3)*SQRT(M460/L460))))","v":0.33333333333333337},{"$f":"V460*G460","v":1539962.1407058823},{"$f":"W460*H460","v":127083.64500000002},{"$f":"N460*$C$6","v":30600},{"$f":"(F460/Z460)+(X460/MIN(O460:P460))+(Y460/MIN(Q460:R460))","v":10.002466145492882},{"$f":"AA460/U460","v":0.79573774184862023},{"$f":"IF(AB460<=1,\"-\",F460/$C$5)","v":"-"},{"$f":"IF(AB460<=1,\"-\",3*U460*N460*$C$6/$C$5)","v":"-"},{"$f":"IF(AB460<=1,\"-\",IF(AC460<=AD460,\"OK\",\"NOT OK\"))","v":"-"},{"$f":"IF(AB460<=1,\"-\",IF(OR($C$6>=15,$C$6>=16*($C$8/10)),\"OK\",\"NOT OK\"))","v":"-"},{"$f":"IF(OR(AE460=\"NOT OK\",AF460=\"NOT OK\"),\"CANT USE\",IF(AB460<=1,\"-\",(AA460-U460)*N460/($C$5*$C$7)))","v":"-"}]
[null,{"$f":"'ورودی نیروها'!C454","v":"BASE"},{"$f":"'ورودی نیروها'!D454","v":5},{"$f":"'ورودی نیروها'!E454","v":"ACIS82"},"5 - ACIS82",{"$f":"ABS('ورودی نیروها'!H454)","v":154629.09},{"$f":"ABS('ورودی نیروها'!I454)","v":3296766.7990000001},{"$f":"ABS('ورودی نیروها'!J454)","v":501675.84600000002},{"$f":"VLOOKUP(C461,'ورودی نیروها'!M$4:P$1000000,2,FALSE)","v":70},{"$f":"VLOOKUP(C461,'ورودی نیروها'!M$4:P$1000000,3,FALSE)","v":45},{"$f":"VLOOKUP(C461,'ورودی نیروها'!M$4:P$1000000,4,FALSE)","v":2},160,90,{"$f":"IF(VLOOKUP(C461,'ورودی نیروها'!M$4:Q$1048576,5,FALSE)=0,IF(K461=1,2*L461+2*M461,IF(K461=2,L461+2*M461,IF(K461=3,2*L461+M461,L461+M461))),VLOOKUP(C461,'ورودی نیروها'!M$4:Q$1048576,5,FALSE))","v":340},1566000,563760,1680000,1801500,1.5555555555555556,30,12.570053699169309,0.47058823529411764,0.33333333333333337,1551419.6701176472,167225.28200000004,30600,7.9046922172929248,0.62885110966672364,"-","-","-","-","-"]
[null,{"$f":"'ورودی نیروها'!C455","v":"BASE"},{"$f":"'ورودی نیروها'!D455","v":5},{"$f":"'ورودی نیروها'!E455","v":"ACIS83"},"5 - ACIS83",{"$f":"ABS('ورودی نیروها'!H455)","v":240991.01},{"$f":"ABS('ورودی نیروها'!I455)","v":3347489.6519999998},{"$f":"ABS('ورودی نیروها'!J455)","v":1089283.824},{"$f":"VLOOKUP(C462,'ورودی نیروها'!M$4:P$1000000,2,FALSE)","v":70},{"$f":"VLOOKUP(C462,'ورودی نیروها'!M$4:P$1000000,3,FALSE)","v":45},{"$f":"VLOOKUP(C462,'ورودی نیروها'!M$4:P$1000000,4,FALSE)","v":2},160,90,{"$f":"IF(VLOOKUP(C462,'ورودی نیروها'!M$4:Q$1048576,5,FALSE)=0,IF(K462=1,2*L462+2*M462,IF(K462=2,L462+2*M462,IF(K462=3,2*L462+M462,L462+M462))),VLOOKUP(C462,'ورودی نیروها'!M$4:Q$1048576,5,FALSE))","v":340},1566000,563760,1680000,1801500,1.5555555555555556,30,12.570053699169309,0.47058823529411764,0.33333333333333337,1575289.2479999999,363094.60800000007,30600,10.885906032742701,0.86601905554803604,"-","-","-","-","-"]
[null,{"$f":"'ورودی نیروها'!C456","v":"BASE"},{"$f":"'ورودی نیروها'!D456","v":5},{"$f":"'ورودی نیروها'!E456","v":"ACIS84"},"5 - ACIS84",{"$f":"ABS('ورودی نیروها'!H456)","v":175446.08},{"$f":"ABS('ورودی نیروها'!I456)","v":3371836.9019999998},{"$f":"ABS('ورودی نیروها'!J456)","v":968858.91399999999},{"$f":"VLOOKUP(C463,'ورودی نیروها'!M$4:P$1000000,2,FALSE)","v":70},{"$f":"VLOOKUP(C463,'ورودی نیروها'!M$4:P$1000000,3,FALSE)","v":45},{"$f":"VLOOKUP(C463,'ورودی نیروها'!M$4:P$1000000,4,FALSE)","v":2},160,90,{"$f":"IF(VLOOKUP(C463,'ورودی نیروها'!M$4:Q$1048576,5,FALSE)=0,IF(K463=1,2*L463+2*M463,IF(K463=2,L463+2*M463,IF(K463=3,2*L463+M463,L463+M463))),VLOOKUP(C463,'ورودی نیروها'!M$4:Q$1048576,5,FALSE))","v":340},1566000,563760,1680000,1801500,1.5555555555555556,30,12.570053699169309,0.47058823529411764,0.33333333333333337,1586746.7774117645,322952.97133333335,30600,8.7403444416459166,0.69533071622625775,"-","-","-","-","-"]
[null,{"$f":"'ورودی نیروها'!C457","v":"BASE"},{"$f":"'ورودی نیروها'!D457","v":5},{"$f":"'ورودی نیروها'!E457","v":"ACIS85"},"5 - ACIS85",{"$f":"ABS('ورودی نیروها'!H457)","v":105380.7},{"$f":"ABS('ورودی نیروها'!I457)","v":3477143.18},{"$f":"ABS('ورودی نیروها'!J457)","v":453244.076},{"$f":"VLOOKUP(C464,'ورودی نیروها'!M$4:P$1000000,2,FALSE)","v":70},{"$f":"VLOOKUP(C464,'ورودی نیروها'!M$4:P$1000000,3,FALSE)","v":45},{"$f":"VLOOKUP(C464,'ورودی نیروها'!M$4:P$1000000,4,FALSE)","v":2},160,90,{"$f":"IF(VLOOKUP(C464,'ورودی نیروها'!M$4:Q$1048576,5,FALSE)=0,IF(K464=1,2*L464+2*M464,IF(K464=2,L464+2*M464,IF(K464=3,2*L464+M464,L464+M464))),VLOOKUP(C464,'ورودی نیروها'!M$4:Q$1048576,5,FALSE))","v":340},1566000,563760,1680000,1801500,1.5555555555555556,30,12.570053699169309,0.47058823529411764,0.33333333333333337,1636302.6729411765,151081.3586666667,30600,6.4362240779441873,0.5120283677363705,"-","-","-","-","-"]
[null,{"$f":"'ورودی نیروها'!C458","v":"BASE"},{"$f":"'ورودی نیروها'!D458","v":5},{"$f":"'ورودی نیروها'!E458","v":"ACIS86"},"5 - ACIS86",{"$f":"ABS('ورودی نیروها'!H458)","v":39835.769999999997},{"$f":"ABS('ورودی نیروها'!I458)","v":3452795.93},{"$f":"ABS('ورودی نیروها'!J458)","v":573668.98699999996},{"$f":"VLOOKUP(C465,'ورودی نیروها'!M$4:P$1000000,2,FALSE)","v":70},{"$f":"VLOOKUP(C465,'ورودی نیروها'!M$4:P$1000000,3,FALSE)","v":45},{"$f":"VLOOKUP(C465,'ورودی نیروها'!M$4:P$1000000,4,FALSE)","v":2},160,90,{"$f":"IF(VLOOKUP(C465,'ورودی نیروها'!M$4:Q$1048576,5,FALSE)=0,IF(K465=1,2*L465+2*M465,IF(K465=2,L465+2*M465,IF(K465=3,2*L465+M465,L465+M465))),VLOOKUP(C465,'ورودی نیروها'!M$4:Q$1048576,5,FALSE))","v":340},1566000,563760,1680000,1801500,1.5555555555555556,30,12.570053699169309,0.47058823529411764,0.33333333333333337,1624845.1435294119,191222.99566666668,30600,4.2978033162982072,0.34190811106735586,"-","-","-","-","-"]
[null,{"$f":"'ورودی نیروها'!C459","v":"BASE"},{"$f":"'ورودی نیروها'!D459","v":5},{"$f":"'ورودی نیروها'!E459","v":"ACIS87"},"5 - ACIS87",{"$f":"ABS('ورودی نیروها'!H459)","v":126197.69},{"$f":"ABS('ورودی نیروها'!I459)","v":3402073.08},{"$f":"ABS('ورودی نیروها'!J459)","v":1017290.684},{"$f":"VLOOKUP(C466,'ورودی نیروها'!M$4:P$1000000,2,FALSE)","v":70},{"$f":"VLOOKUP(C466,'ورودی نیروها'!M$4:P$1000000,3,FALSE)","v":45},{"$f":"VLOOKUP(C466,'ورودی نیروها'!M$4:P$1000000,4,FALSE)","v":2},160,90,{"$f":"IF(VLOOKUP(C466,'ورودی نیروها'!M$4:Q$1048576,5,FALSE)=0,IF(K466=1,2*L466+2*M466,IF(K466=2,L466+2*M466,IF(K466=3,2*L466+M466,L466+M466))),VLOOKUP(C466,'ورودی نیروها'!M$4:Q$1048576,5,FALSE))","v":340},1566000,563760,1680000,1801500,1.5555555555555556,30,12.570053699169309,0.47058823529411764,0.33333333333333337,1600975.5670588235,339096.89466666669,30600,7.1657685004931473,0.57006665778736465,"-","-","-","-","-"]
[null,{"$f":"'ورودی نیروها'!C460","v":"BASE"},{"$f":"'ورودی نیروها'!D460","v":5},{"$f":"'ورودی نیروها'!E460","v":"ACIS88"},"5 - ACIS88",{"$f":"ABS('ورودی نیروها'!H460)","v":60652.76},{"$f":"ABS('ورودی نیروها'!I460)","v":3377725.83},{"$f":"ABS('ورودی نیروها'!J460)","v":896865.77300000004},{"$f":"VLOOKUP(C467,'ورودی نیروها'!M$4:P$1000000,2,FALSE)","v":70},{"$f":"VLOOKUP(C467,'ورودی نیروها'!M$4:P$1000000,3,FALSE)","v":45},{"$f":"VLOOKUP(C467,'ورودی نیروها'!M$4:P$1000000,4,FALSE)","v":2},160,90,{"$f":"IF(VLOOKUP(C467,'ورودی نیروها'!M$4:Q$1048576,5,FALSE)=0,IF(K467=1,2*L467+2*M467,IF(K467=2,L467+2*M467,IF(K467=3,2*L467+M467,L467+M467))),VLOOKUP(C467,'ورودی نیروها'!M$4:Q$1048576,5,FALSE))","v":340},1566000,563760,1680000,1801500,1.5555555555555556,30,12.570053699169309,0.47058823529411764,0.33333333333333337,1589518.0376470587,298955.2576666667,30600,4.9795600757519294,0.39614469396268398,"-","-","-","-","-"]
[null,{"$f":"'ورودی نیروها'!C461","v":"BASE"},{"$f":"'ورودی نیروها'!D461","v":5},{"$f":"'ورودی نیروها'!E461","v":"ACIS89"},"5 - ACIS89",{"$f":"ABS('ورودی نیروها'!H461)","v":232585.01},{"$f":"ABS('ورودی نیروها'!I461)","v":4169928.9270000001},{"$f":"ABS('ورودی نیروها'!J461)","v":433801.16},{"$f":"VLOOKUP(C468,'ورودی نیروها'!M$4:P$1000000,2,FALSE)","v":70},{"$f":"VLOOKUP(C468,'ورودی نیروها'!M$4:P$1000000,3,FALSE)","v":45},{"$f":"VLOOKUP(C468,'ورودی نیروها'!M$4:P$1000000,4,FALSE)","v":2},160,90,{"$f":"IF(VLOOKUP(C468,'ورودی نیروها'!M$4:Q$1048576,5,FALSE)=0,IF(K468=1,2*L468+2*M468,IF(K468=2,L468+2*M468,IF(K468=3,2*L468+M468,L468+M468))),VLOOKUP(C468,'ورودی نیروها'!M$4:Q$1048576,5,FALSE))","v":340},1566000,563760,1680000,1801500,1.5555555555555556,30,12.570053699169309,0.47058823529411764,0.33333333333333337,1962319.4950588236,144600.38666666669,30600,11.167660043023851,0.88843375774614752,"-","-","-","-","-"]
[null,{"$f":"'ورودی نیروها'!C462","v":"BASE"},{"$f":"'ورودی نیروها'!D462","v":5},{"$f":"'ورودی نیروها'!E462","v":"ACIS90"},"5 - ACIS90",{"$f":"ABS('ورودی نیروها'!H462)","v":167040.07999999999},{"$f":"ABS('ورودی نیروها'!I462)","v":4194276.1770000001},{"$f":"ABS('ورودی نیروها'!J462)","v":554226.071},{"$f":"VLOOKUP(C469,'ورودی نیروها'!M$4:P$1000000,2,FALSE)","v":70},{"$f":"VLOOKUP(C469,'ورودی نیروها'!M$4:P$1000000,3,FALSE)","v":45},{"$f":"VLOOKUP(C469,'ورودی نیروها'!M$4:P$1000000,4,FALSE)","v":2},160,90,{"$f":"IF(VLOOKUP(C469,'ورودی نیروها'!M$4:Q$1048576,5,FALSE)=0,IF(K469=1,2*L469+2*M469,IF(K469=2,L469+2*M469,IF(K469=3,2*L469+M469,L469+M469))),VLOOKUP(C469,'ورودی نیروها'!M$4:Q$1048576,5,FALSE))","v":340},1566000,563760,1680000,1801500,1.5555555555555556,30,12.570053699169309,0.47058823529411764,0.33333333333333337,1973777.0244705882,184742.02366666668,30600,9.069886114823893,0.72154712556425082,"-","-","-","-","-"]
[null,{"$f":"'ورودی نیروها'!C463","v":"BASE"},{"$f":"'ورودی نیروها'!D463","v":5},{"$f":"'ورودی نیروها'!E463","v":"ACIS91"},"5 - ACIS91",{"$f":"ABS('ورودی نیروها'!H463)","v":253402},{"$f":"ABS('ورودی نیروها'!I463)","v":4244999.03},{"$f":"ABS('ورودی نیروها'!J463)","v":1036733.599},{"$f":"VLOOKUP(C470,'ورودی نیروها'!M$4:P$1000000,2,FALSE)","v":70},{"$f":"VLOOKUP(C470,'ورودی نیروها'!M$4:P$1000000,3,FALSE)","v":45},{"$f":"VLOOKUP(C470,'ورودی نیروها'!M$4:P$1000000,4,FALSE)","v":2},160,90,{"$f":"IF(VLOOKUP(C470,'ورودی نیروها'!M$4:Q$1048576,5,FALSE)=0,IF(K470=1,2*L470+2*M470,IF(K470=2,L470+2*M470,IF(K470=3,2*L470+M470,L470+M470))),VLOOKUP(C470,'ورودی نیروها'!M$4:Q$1048576,5,FALSE))","v":340},1566000,563760,1680000,1801500,1.5555555555555556,30,12.570053699169309,0.47058823529411764,0.33333333333333337,1997646.6023529412,345577.86633333337,30600,12.03024666638478,0.95705610765845806,"-","-","-","-","-"]
[null,{"$f":"'ورودی نیروها'!C464","v":"BASE"},{"$f":"'ورودی نیروها'!D464","v":5},{"$f":"'ورودی نیروها'!E464","v":"ACIS92"},"5 - ACIS92",{"$f":"ABS('ورودی نیروها'!H464)","v":187857.07},{"$f":"ABS('ورودی نیروها'!I464)","v":4269346.28},{"$f":"ABS('ورودی نیروها'!J464)","v":916308.68799999997},{"$f":"VLOOKUP(C471,'ورودی نیروها'!M$4:P$1000000,2,FALSE)","v":70},{"$f":"VLOOKUP(C471,'ورودی نیروها'!M$4:P$1000000,3,FALSE)","v":45},{"$f":"VLOOKUP(C471,'ورودی نیروها'!M$4:P$1000000,4,FALSE)","v":2},160,90,{"$f":"IF(VLOOKUP(C471,'ورودی نیروها'!M$4:Q$1048576,5,FALSE)=0,IF(K471=1,2*L471+2*M471,IF(K471=2,L471+2*M471,IF(K471=3,2*L471+M471,L471+M471))),VLOOKUP(C471,'ورودی نیروها'!M$4:Q$1048576,5,FALSE))","v":340},1566000,563760,1680000,1801500,1.5555555555555556,30,12.570053699169309,0.47058823529411764,0.33333333333333337,2009104.131764706,305436.22933333338,30600,9.8846850750895854,0.78636776832089539,"-","-","-","-","-"]
[null,{"$f":"'ورودی نیروها'!C465","v":"BASE"},{"$f":"'ورودی نیروها'!D465","v":5},{"$f":"'ورودی نیروها'!E465","v":"ACIS93"},"5 - ACIS93",{"$f":"ABS('ورودی نیروها'!H465)","v":92969.71},{"$f":"ABS('ورودی نیروها'!I465)","v":4374652.5599999996},{"$f":"ABS('ورودی نیروها'!J465)","v":400693.85100000002},{"$f":"VLOOKUP(C472,'ورودی نیروها'!M$4:P$1000000,2,FALSE)","v":70},{"$f":"VLOOKUP(C472,'ورودی نیروها'!M$4:P$1000000,3,FALSE)","v":45},{"$f":"VLOOKUP(C472,'ورودی نیروها'!M$4:P$1000000,4,FALSE)","v":2},160,90,{"$f":"IF(VLOOKUP(C472,'ورودی نیروها'!M$4:Q$1048576,5,FALSE)=0,IF(K472=1,2*L472+2*M472,IF(K472=2,L472+2*M472,IF(K472=3,2*L472+M472,L472+M472))),VLOOKUP(C472,'ورودی نیروها'!M$4:Q$1048576,5,FALSE))","v":340},1566000,563760,1680000,1801500,1.5555555555555556,30,12.570053699169309,0.47058823529411764,0.33333333333333337,2058660.0282352939,133564.61700000003,30600,6.7693888962622664,0.53853301332432824,"-","-","-","-","-"]
[null,{"$f":"'ورودی نیروها'!C466","v":"BASE"},{"$f":"'ورودی نیروها'!D466","v":5},{"$f":"'ورودی نیروها'!E466","v":"ACIS94"},"5 - ACIS94",{"$f":"ABS('ورودی نیروها'!H466)","v":27424.78},{"$f":"ABS('ورودی نیروها'!I466)","v":4350305.3099999996},{"$f":"ABS('ورودی نیروها'!J466)","v":521118.761},{"$f":"VLOOKUP(C473,'ورودی نیروها'!M$4:P$1000000,2,FALSE)","v":70},{"$f":"VLOOKUP(C473,'ورودی نیروها'!M$4:P$1000000,3,FALSE)","v":45},{"$f":"VLOOKUP(C473,'ورودی نیروها'!M$4:P$1000000,4,FALSE)","v":2},160,90,{"$f":"IF(VLOOKUP(C473,'ورودی نیروها'!M$4:Q$1048576,5,FALSE)=0,IF(K473=1,2*L473+2*M473,IF(K473=2,L473+2*M473,IF(K473=3,2*L473+M473,L473+M473))),VLOOKUP(C473,'ورودی نیروها'!M$4:Q$1048576,5,FALSE))","v":340},1566000,563760,1680000,1801500,1.5555555555555556,30,12.570053699169309,0.47058823529411764,0.33333333333333337,2047202.4988235291,173706.25366666669,30600,4.6309681344178735,0.36841275663952899,"-","-","-","-","-"]
[null,{"$f":"'ورودی نیروها'!C467","v":"BASE"},{"$f":"'ورودی نیروها'!D467","v":5},{"$f":"'ورودی نیروها'!E467","v":"ACIS95"},"5 - ACIS95",{"$f":"ABS('ورودی نیروها'!H467)","v":113786.7},{"$f":"ABS('ورودی نیروها'!I467)","v":4299582.45},{"$f":"ABS('ورودی نیروها'!J467)","v":1069840.909},{"$f":"VLOOKUP(C474,'ورودی نیروها'!M$4:P$1000000,2,FALSE)","v":70},{"$f":"VLOOKUP(C474,'ورودی نیروها'!M$4:P$1000000,3,FALSE)","v":45},{"$f":"VLOOKUP(C474,'ورودی نیروها'!M$4:P$1000000,4,FALSE)","v":2},160,90,{"$f":"IF(VLOOKUP(C474,'ورودی نیروها'!M$4:Q$1048576,5,FALSE)=0,IF(K474=1,2*L474+2*M474,IF(K474=2,L474+2*M474,IF(K474=3,2*L474+M474,L474+M474))),VLOOKUP(C474,'ورودی نیروها'!M$4:Q$1048576,5,FALSE))","v":340},1566000,563760,1680000,1801500,1.5555555555555556,30,12.570053699169309,0.47058823529411764,0.33333333333333337,2023332.9176470588,356613.63633333339,30600,7.5197865743527998,0.59823026649836386,"-","-","-","-","-"]
[null,{"$f":"'ورودی نیروها'!C468","v":"BASE"},{"$f":"'ورودی نیروها'!D468","v":5},{"$f":"'ورودی نیروها'!E468","v":"ACIS96"},"5 - ACIS96",{"$f":"ABS('ورودی نیروها'!H468)","v":48241.760000000002},{"$f":"ABS('ورودی نیروها'!I468)","v":4275235.21},{"$f":"ABS('ورودی نیروها'!J468)","v":949415.99800000002},{"$f":"VLOOKUP(C475,'ورودی نیروها'!M$4:P$1000000,2,FALSE)","v":70},{"$f":"VLOOKUP(C475,'ورودی نیروها'!M$4:P$1000000,3,FALSE)","v":45},{"$f":"VLOOKUP(C475,'ورودی نیروها'!M$4:P$1000000,4,FALSE)","v":2},160,90,{"$f":"IF(VLOOKUP(C475,'ورودی نیروها'!M$4:Q$1048576,5,FALSE)=0,IF(K475=1,2*L475+2*M475,IF(K475=2,L475+2*M475,IF(K475=3,2*L475+M475,L475+M475))),VLOOKUP(C475,'ورودی نیروها'!M$4:Q$1048576,5,FALSE))","v":340},1566000,563760,1680000,1801500,1.5555555555555556,30,12.570053699169309,0.47058823529411764,0.33333333333333337,2011875.3929411764,316471.9993333334,30600,5.3335778311615112,0.42430827733965687,"-","-","-","-","-"]
[null,{"$f":"'ورودی نیروها'!C469","v":"BASE"},{"$f":"'ورودی نیروها'!D469","v":6},{"$f":"'ورودی نیروها'!E469","v":"ACIB01"},"6 - ACIB01",{"$f":"ABS('ورودی نیروها'!H469)","v":241752.65},{"$f":"ABS('ورودی نیروها'!I469)","v":167501.4},{"$f":"ABS('ورودی نیروها'!J469)","v":439943.31099999999},{"$f":"VLOOKUP(C476,'ورودی نیروها'!M$4:P$1000000,2,FALSE)","v":80},{"$f":"VLOOKUP(C476,'ورودی نیروها'!M$4:P$1000000,3,FALSE)","v":45},{"$f":"VLOOKUP(C476,'ورودی نیروها'!M$4:P$1000000,4,FALSE)","v":1},170,135,{"$f":"IF(VLOOKUP(C476,'ورودی نیروها'!M$4:Q$1048576,5,FALSE)=0,IF(K476=1,2*L476+2*M476,IF(K476=2,L476+2*M476,IF(K476=3,2*L476+M476,L476+M476))),VLOOKUP(C476,'ورودی نیروها'!M$4:Q$1048576,5,FALSE))","v":610},3175500,3175500,2855250,2855250,1.7777777777777777,40,12.570053699169309,0.42795410178053639,0.37268226712382524,71682.911183982331,163959.07054944211,54900,4.4835065653149622,0.35668157611858525,"-","-","-","-","-"]
[null,{"$f":"'ورودی نیروها'!C470","v":"BASE"},{"$f":"'ورودی نیروها'!D470","v":6},{"$f":"'ورودی نیروها'!E470","v":"ACIB02"},"6 - ACIB02",{"$f":"ABS('ورودی نیروها'!H470)","v":286029.77},{"$f":"ABS('ورودی نیروها'!I470)","v":213199.78099999999},{"$f":"ABS('ورودی نیروها'!J470)","v":578737.09699999995},{"$f":"VLOOKUP(C477,'ورودی نیروها'!M$4:P$1000000,2,FALSE)","v":80},{"$f":"VLOOKUP(C477,'ورودی نیروها'!M$4:P$1000000,3,FALSE)","v":45},{"$f":"VLOOKUP(C477,'ورودی نیروها'!M$4:P$1000000,4,FALSE)","v":1},170,135,{"$f":"IF(VLOOKUP(C477,'ورودی نیروها'!M$4:Q$1048576,5,FALSE)=0,IF(K477=1,2*L477+2*M477,IF(K477=2,L477+2*M477,IF(K477=3,2*L477+M477,L477+M477))),VLOOKUP(C477,'ورودی نیروها'!M$4:Q$1048576,5,FALSE))","v":610},3175500,3175500,2855250,2855250,1.7777777777777777,40,12.570053699169309,0.42795410178053639,0.37268226712382524,91239.720777662063,215685.05337862115,54900,5.3142862344534123,0.42277355066546823,"-","-","-","-","-"]
[null,{"$f":"'ورودی نیروها'!C471","v":"BASE"},{"$f":"'ورودی نیروها'!D471","v":6},{"$f":"'ورودی نیروها'!E471","v":"ACIS01"},"6 - ACIS01",{"$f":"ABS('ورودی نیروها'!H471)","v":229429.75},{"$f":"ABS('ورودی نیروها'!I471)","v":1296585.683},{"$f":"ABS('ورودی نیروها'!J471)","v":3912826.8799999999},{"$f":"VLOOKUP(C478,'ورودی نیروها'!M$4:P$1000000,2,FALSE)","v":80},{"$f":"VLOOKUP(C478,'ورودی نیروها'!M$4:P$1000000,3,FALSE)","v":45},{"$f":"VLOOKUP(C478,'ورودی نیروها'!M$4:P$1000000,4,FALSE)","v":1},170,135,{"$f":"IF(VLOOKUP(C478,'ورودی نیروها'!M$4:Q$1048576,5,FALSE)=0,IF(K478=1,2*L478+2*M478,IF(K478=2,L478+2*M478,IF(K478=3,2*L478+M478,L478+M478))),VLOOKUP(C478,'ورودی نیروها'!M$4:Q$1048576,5,FALSE))","v":610},3175500,3175500,2855250,2855250,1.7777777777777777,40,12.570053699169309,0.42795410178053639,0.37268226712382524,554879.16134976828,1458241.1925014437,54900,4.8645086132534461,0.38699187208523356,"-","-","-","-","-"]
[null,{"$f":"'ورودی نیروها'!C472","v":"BASE"},{"$f":"'ورودی نیروها'!D472","v":6},{"$f":"'ورودی نیروها'!E472","v":"ACIS02"},"6 - ACIS02",{"$f":"ABS('ورودی نیروها'!H472)","v":157898.07},{"$f":"ABS('ورودی نیروها'!I472)","v":1346822.7690000001},{"$f":"ABS('ورودی نیروها'!J472)","v":3780754.79},{"$f":"VLOOKUP(C479,'ورودی نیروها'!M$4:P$1000000,2,FALSE)","v":80},{"$f":"VLOOKUP(C479,'ورودی نیروها'!M$4:P$1000000,3,FALSE)","v":45},{"$f":"VLOOKUP(C479,'ورودی نیروها'!M$4:P$1000000,4,FALSE)","v":1},170,135,{"$f":"IF(VLOOKUP(C479,'ورودی نیروها'!M$4:Q$1048576,5,FALSE)=0,IF(K479=1,2*L479+2*M479,IF(K479=2,L479+2*M479,IF(K479=3,2*L479+M479,L479+M479))),VLOOKUP(C479,'ورودی نیروها'!M$4:Q$1048576,5,FALSE))","v":610},3175500,3175500,2855250,2855250,1.7777777777777777,40,12.570053699169309,0.42795410178053639,0.37268226712382524,576378.32836496993,1409020.2665764617,54900,3.5510952026117568,0.2825043780717047,"-","-","-","-","-"]
[null,{"$f":"'ورودی نیروها'!C473","v":"BASE"},{"$f":"'ورودی نیروها'!D473","v":6},{"$f":"'ورودی نیروها'!E473","v":"ACIS03"},"6 - ACIS03",{"$f":"ABS('ورودی نیروها'!H473)","v":174907.09},{"$f":"ABS('ورودی نیروها'!I473)","v":1997908.0660000001},{"$f":"ABS('ورودی نیروها'!J473)","v":3968093.1},{"$f":"VLOOKUP(C480,'ورودی نیروها'!M$4:P$1000000,2,FALSE)","v":80},{"$f":"VLOOKUP(C480,'ورودی نیروها'!M$4:P$1000000,3,FALSE)","v":45},{"$f":"VLOOKUP(C480,'ورودی نیروها'!M$4:P$1000000,4,FALSE)","v":1},170,135,{"$f":"IF(VLOOKUP(C480,'ورودی نیروها'!M$4:Q$1048576,5,FALSE)=0,IF(K480=1,2*L480+2*M480,IF(K480=2,L480+2*M480,IF(K480=3,2*L480+M480,L480+M480))),VLOOKUP(C480,'ورودی نیروها'!M$4:Q$1048576,5,FALSE))","v":610},3175500,3175500,2855250,2855250,1.7777777777777777,40,12.570053699169309,0.42795410178053639,0.37268226712382524,855012.95182511862,1478837.9326664079,54900,3.9731109187771145,0.31607748175647626,"-","-","-","-","-"]
[null,{"$f":"'ورودی نیروها'!C474","v":"BASE"},{"$f":"'ورودی نیروها'!D474","v":6},{"$f":"'ورودی نیروها'!E474","v":"ACIS04"},"6 - ACIS04",{"$f":"ABS('ورودی نیروها'!H474)","v":103375.4},{"$f":"ABS('ورودی نیروها'!I474)","v":1947670.9790000001},{"$f":"ABS('ورودی نیروها'!J474)","v":3836021.01},{"$f":"VLOOKUP(C481,'ورودی نیروها'!M$4:P$1000000,2,FALSE)","v":80},{"$f":"VLOOKUP(C481,'ورودی نیروها'!M$4:P$1000000,3,FALSE)","v":45},{"$f":"VLOOKUP(C481,'ورودی نیروها'!M$4:P$1000000,4,FALSE)","v":1},170,135,{"$f":"IF(VLOOKUP(C481,'ورودی نیروها'!M$4:Q$1048576,5,FALSE)=0,IF(K481=1,2*L481+2*M481,IF(K481=2,L481+2*M481,IF(K481=3,2*L481+M481,L481+M481))),VLOOKUP(C481,'ورودی نیروها'!M$4:Q$1048576,5,FALSE))","v":610},3175500,3175500,2855250,2855250,1.7777777777777777,40,12.570053699169309,0.42795410178053639,0.37268226712382524,833513.78438196296,1429617.0067414257,54900,2.6461566758653392,0.21051275827407248,"-","-","-","-","-"]
[null,{"$f":"'ورودی نیروها'!C475","v":"BASE"},{"$f":"'ورودی نیروها'!D475","v":6},{"$f":"'ورودی نیروها'!E475","v":"ACIS05"},"6 - ACIS05",{"$f":"ABS('ورودی نیروها'!H475)","v":409574.23},{"$f":"ABS('ورودی نیروها'!I475)","v":1573491.7819999999},{"$f":"ABS('ورودی نیروها'!J475)","v":2829778.94},{"$f":"VLOOKUP(C482,'ورودی نیروها'!M$4:P$1000000,2,FALSE)","v":80},{"$f":"VLOOKUP(C482,'ورودی نیروها'!M$4:P$1000000,3,FALSE)","v":45},{"$f":"VLOOKUP(C482,'ورودی نیروها'!M$4:P$1000000,4,FALSE)","v":1},170,135,{"$f":"IF(VLOOKUP(C482,'ورودی نیروها'!M$4:Q$1048576,5,FALSE)=0,IF(K482=1,2*L482+2*M482,IF(K482=2,L482+2*M482,IF(K482=3,2*L482+M482,L482+M482))),VLOOKUP(C482,'ورودی نیروها'!M$4:Q$1048576,5,FALSE))","v":610},3175500,3175500,2855250,2855250,1.7777777777777777,40,12.570053699169309,0.42795410178053639,0.37268226712382524,673382.2622248655,1054608.4308184551,54900,8.041781645310154,0.63975714326833744,"-","-","-","-","-"]
[null,{"$f":"'ورودی نیروها'!C476","v":"BASE"},{"$f":"'ورودی نیروها'!D476","v":6},{"$f":"'ورودی نیروها'!E476","v":"ACIS06"},"6 - ACIS06",{"$f":"ABS('ورودی نیروها'!H476)","v":338042.54},{"$f":"ABS('ورودی نیروها'!I476)","v":1623728.868},{"$f":"ABS('ورودی نیروها'!J476)","v":2961851.0279999999},{"$f":"VLOOKUP(C483,'ورودی نیروها'!M$4:P$1000000,2,FALSE)","v":80},{"$f":"VLOOKUP(C483,'ورودی نیروها'!M$4:P$1000000,3,FALSE)","v":45},{"$f":"VLOOKUP(C483,'ورودی نیروها'!M$4:P$1000000,4,FALSE)","v":1},170,135,{"$f":"IF(VLOOKUP(C483,'ورودی نیروها'!M$4:Q$1048576,5,FALSE)=0,IF(K483=1,2*L483+2*M483,IF(K483=2,L483+2*M483,IF(K483=3,2*L483+M483,L483+M483))),VLOOKUP(C483,'ورودی نیروها'!M$4:Q$1048576,5,FALSE))","v":610},3175500,3175500,2855250,2855250,1.7777777777777777,40,12.570053699169309,0.42795410178053639,0.37268226712382524,694881.42924006714,1103829.3559980723,54900,6.7628455417423234,0.53801246228480681,"-","-","-","-","-"]
[null,{"$f":"'ورودی نیروها'!C477","v":"BASE"},{"$f":"'ورودی نیروها'!D477","v":6},{"$f":"'ورودی نیروها'!E477","v":"ACIS07"},"6 - ACIS07",{"$f":"ABS('ورودی نیروها'!H477)","v":355051.56},{"$f":"ABS('ورودی نیروها'!I477)","v":1721001.9669999999},{"$f":"ABS('ورودی نیروها'!J477)","v":2774512.7209999999},{"$f":"VLOOKUP(C484,'ورودی نیروها'!M$4:P$1000000,2,FALSE)","v":80},{"$f":"VLOOKUP(C484,'ورودی نیروها'!M$4:P$1000000,3,FALSE)","v":45},{"$f":"VLOOKUP(C484,'ورودی نیروها'!M$4:P$1000000,4,FALSE)","v":1},170,135,{"$f":"IF(VLOOKUP(C484,'ورودی نیروها'!M$4:Q$1048576,5,FALSE)=0,IF(K484=1,2*L484+2*M484,IF(K484=2,L484+2*M484,IF(K484=3,2*L484+M484,L484+M484))),VLOOKUP(C484,'ورودی نیروها'!M$4:Q$1048576,5,FALSE))","v":610},3175500,3175500,2855250,2855250,1.7777777777777777,40,12.570053699169309,0.42795410178053639,0.37268226712382524,736509.8509500213,1034011.6910261732,54900,7.0613206237106967,0.5617573952112348,"-","-","-","-","-"]
[null,{"$f":"'ورودی نیروها'!C478","v":"BASE"},{"$f":"'ورودی نیروها'!D478","v":6},{"$f":"'ورودی نیروها'!E478","v":"ACIS08"},"6 - ACIS08",{"$f":"ABS('ورودی نیروها'!H478)","v":283519.88},{"$f":"ABS('ورودی نیروها'!I478)","v":1670764.88},{"$f":"ABS('ورودی نیروها'!J478)","v":2906584.8089999999},{"$f":"VLOOKUP(C485,'ورودی نیروها'!M$4:P$1000000,2,FALSE)","v":80},{"$f":"VLOOKUP(C485,'ورودی نیروها'!M$4:P$1000000,3,FALSE)","v":45},{"$f":"VLOOKUP(C485,'ورودی نیروها'!M$4:P$1000000,4,FALSE)","v":1},170,135,{"$f":"IF(VLOOKUP(C485,'ورودی نیروها'!M$4:Q$1048576,5,FALSE)=0,IF(K485=1,2*L485+2*M485,IF(K485=2,L485+2*M485,IF(K485=3,2*L485+M485,L485+M485))),VLOOKUP(C485,'ورودی نیروها'!M$4:Q$1048576,5,FALSE))","v":610},3175500,3175500,2855250,2855250,1.7777777777777777,40,12.570053699169309,0.42795410178053639,0.37268226712382524,715010.68350686564,1083232.6162057905,54900,5.7688440521715041,0.45893551374030628,"-","-","-","-","-"]
[null,{"$f":"'ورودی نیروها'!C479","v":"BASE"},{"$f":"'ورودی نیروها'!D479","v":6},{"$f":"'ورودی نیروها'!E479","v":"ACIS09"},"6 - ACIS09",{"$f":"ABS('ورودی نیروها'!H479)","v":229841.41},{"$f":"ABS('ورودی نیروها'!I479)","v":1382888.074},{"$f":"ABS('ورودی نیروها'!J479)","v":3941774.93},{"$f":"VLOOKUP(C486,'ورودی نیروها'!M$4:P$1000000,2,FALSE)","v":80},{"$f":"VLOOKUP(C486,'ورودی نیروها'!M$4:P$1000000,3,FALSE)","v":45},{"$f":"VLOOKUP(C486,'ورودی نیروها'!M$4:P$1000000,4,FALSE)","v":1},170,135,{"$f":"IF(VLOOKUP(C486,'ورودی نیروها'!M$4:Q$1048576,5,FALSE)=0,IF(K486=1,2*L486+2*M486,IF(K486=2,L486+2*M486,IF(K486=3,2*L486+M486,L486+M486))),VLOOKUP(C486,'ورودی نیروها'!M$4:Q$1048576,5,FALSE))","v":610},3175500,3175500,2855250,2855250,1.7777777777777777,40,12.570053699169309,0.42795410178053639,0.37268226712382524,591812.62357168598,1469029.6174042576,54900,4.8874161807612211,0.38881426426079674,"-","-","-","-","-"]
[null,{"$f":"'ورودی نیروها'!C480","v":"BASE"},{"$f":"'ورودی نیروها'!D480","v":6},{"$f":"'ورودی نیروها'!E480","v":"ACIS10"},"6 - ACIS10",{"$f":"ABS('ورودی نیروها'!H480)","v":158309.72},{"$f":"ABS('ورودی نیروها'!I480)","v":1433125.16},{"$f":"ABS('ورودی نیروها'!J480)","v":3809702.84},{"$f":"VLOOKUP(C487,'ورودی نیروها'!M$4:P$1000000,2,FALSE)","v":80},{"$f":"VLOOKUP(C487,'ورودی نیروها'!M$4:P$1000000,3,FALSE)","v":45},{"$f":"VLOOKUP(C487,'ورودی نیروها'!M$4:P$1000000,4,FALSE)","v":1},170,135,{"$f":"IF(VLOOKUP(C487,'ورودی نیروها'!M$4:Q$1048576,5,FALSE)=0,IF(K487=1,2*L487+2*M487,IF(K487=2,L487+2*M487,IF(K487=3,2*L487+M487,L487+M487))),VLOOKUP(C487,'ورودی نیروها'!M$4:Q$1048576,5,FALSE))","v":610},3175500,3175500,2855250,2855250,1.7777777777777777,40,12.570053699169309,0.42795410178053639,0.37268226712382524,613311.79058688751,1419808.6914792757,54900,3.5740025879701691,0.28432675575652927,"-","-","-","-","-"]
[null,{"$f":"'ورودی نیروها'!C481","v":"BASE"},{"$f":"'ورودی نیروها'!D481","v":6},{"$f":"'ورودی نیروها'!E481","v":"ACIS11"},"6 - ACIS11",{"$f":"ABS('ورودی نیروها'!H481)","v":175318.74},{"$f":"ABS('ورودی نیروها'!I481)","v":1911605.675},{"$f":"ABS('ورودی نیروها'!J481)","v":3997041.15},{"$f":"VLOOKUP(C488,'ورودی نیروها'!M$4:P$1000000,2,FALSE)","v":80},{"$f":"VLOOKUP(C488,'ورودی نیروها'!M$4:P$1000000,3,FALSE)","v":45},{"$f":"VLOOKUP(C488,'ورودی نیروها'!M$4:P$1000000,4,FALSE)","v":1},170,135,{"$f":"IF(VLOOKUP(C488,'ورودی نیروها'!M$4:Q$1048576,5,FALSE)=0,IF(K488=1,2*L488+2*M488,IF(K488=2,L488+2*M488,IF(K488=3,2*L488+M488,L488+M488))),VLOOKUP(C488,'ورودی نیروها'!M$4:Q$1048576,5,FALSE))","v":610},3175500,3175500,2855250,2855250,1.7777777777777777,40,12.570053699169309,0.42795410178053639,0.37268226712382524,818079.48960320093,1489626.3575692216,54900,3.9727567943122435,0.31604930968391831,"-","-","-","-","-"]
[null,{"$f":"'ورودی نیروها'!C482","v":"BASE"},{"$f":"'ورودی نیروها'!D482","v":6},{"$f":"'ورودی نیروها'!E482","v":"ACIS12"},"6 - ACIS12",{"$f":"ABS('ورودی نیروها'!H482)","v":171758.81},{"$f":"ABS('ورودی نیروها'!I482)","v":1440947.7590000001},{"$f":"ABS('ورودی نیروها'!J482)","v":3299665.2},{"$f":"VLOOKUP(C489,'ورودی نیروها'!M$4:P$1000000,2,FALSE)","v":80},{"$f":"VLOOKUP(C489,'ورودی نیروها'!M$4:P$1000000,3,FALSE)","v":45},{"$f":"VLOOKUP(C489,'ورودی نیروها'!M$4:P$1000000,4,FALSE)","v":1},170,135,{"$f":"IF(VLOOKUP(C489,'ورودی نیروها'!M$4:Q$1048576,5,FALSE)=0,IF(K489=1,2*L489+2*M489,IF(K489=2,L489+2*M489,IF(K489=3,2*L489+M489,L489+M489))),VLOOKUP(C489,'ورودی نیروها'!M$4:Q$1048576,5,FALSE))","v":610},3175500,3175500,2855250,2855250,1.7777777777777777,40,12.570053699169309,0.42795410178053639,0.37268226712382524,616659.5039155219,1229726.7074855904,54900,3.7534583379110282,0.29860320629808251,"-","-","-","-","-"]
[null,{"$f":"'ورودی نیروها'!C483","v":"BASE"},{"$f":"'ورودی نیروها'!D483","v":6},{"$f":"'ورودی نیروها'!E483","v":"ACIS13"},"6 - ACIS13",{"$f":"ABS('ورودی نیروها'!H483)","v":409162.57},{"$f":"ABS('ورودی نیروها'!I483)","v":1487189.3910000001},{"$f":"ABS('ورودی نیروها'!J483)","v":2858726.9929999998},{"$f":"VLOOKUP(C490,'ورودی نیروها'!M$4:P$1000000,2,FALSE)","v":80},{"$f":"VLOOKUP(C490,'ورودی نیروها'!M$4:P$1000000,3,FALSE)","v":45},{"$f":"VLOOKUP(C490,'ورودی نیروها'!M$4:P$1000000,4,FALSE)","v":1},170,135,{"$f":"IF(VLOOKUP(C490,'ورودی نیروها'!M$4:Q$1048576,5,FALSE)=0,IF(K490=1,2*L490+2*M490,IF(K490=2,L490+2*M490,IF(K490=3,2*L490+M490,L490+M490))),VLOOKUP(C490,'ورودی نیروها'!M$4:Q$1048576,5,FALSE))","v":610},3175500,3175500,2855250,2855250,1.7777777777777777,40,12.570053699169309,0.42795410178053639,0.37268226712382524,636448.80000294792,1065396.8568393155,54900,8.0264309820747481,0.63853593422637278,"-","-","-","-","-"]
[null,{"$f":"'ورودی نیروها'!C484","v":"BASE"},{"$f":"'ورودی نیروها'!D484","v":6},{"$f":"'ورودی نیروها'!E484","v":"ACIS14"},"6 - ACIS14",{"$f":"ABS('ورودی نیروها'!H484)","v":337630.89},{"$f":"ABS('ورودی نیروها'!I484)","v":1537426.477},{"$f":"ABS('ورودی نیروها'!J484)","v":2990799.0809999998},{"$f":"VLOOKUP(C491,'ورودی نیروها'!M$4:P$1000000,2,FALSE)","v":80},{"$f":"VLOOKUP(C491,'ورودی نیروها'!M$4:P$1000000,3,FALSE)","v":45},{"$f":"VLOOKUP(C491,'ورودی نیروها'!M$4:P$1000000,4,FALSE)","v":1},170,135,{"$f":"IF(VLOOKUP(C491,'ورودی نیروها'!M$4:Q$1048576,5,FALSE)=0,IF(K491=1,2*L491+2*M491,IF(K491=2,L491+2*M491,IF(K491=3,2*L491+M491,L491+M491))),VLOOKUP(C491,'ورودی نیروها'!M$4:Q$1048576,5,FALSE))","v":610},3175500,3175500,2855250,2855250,1.7777777777777777,40,12.570053699169309,0.42795410178053639,0.37268226712382524,657947.96701814944,1114617.782018933,54900,6.7474950606562789,0.53679126773358066,"-","-","-","-","-"]
[null,{"$f":"'ورودی نیروها'!C485","v":"BASE"},{"$f":"'ورودی نیروها'!D485","v":6},{"$f":"'ورودی نیروها'!E485","v":"ACIS15"},"6 - ACIS15",{"$f":"ABS('ورودی نیروها'!H485)","v":354639.91},{"$f":"ABS('ورودی نیروها'!I485)","v":1807304.358},{"$f":"ABS('ورودی نیروها'!J485)","v":2803460.7740000002},{"$f":"VLOOKUP(C492,'ورودی نیروها'!M$4:P$1000000,2,FALSE)","v":80},{"$f":"VLOOKUP(C492,'ورودی نیروها'!M$4:P$1000000,3,FALSE)","v":45},{"$f":"VLOOKUP(C492,'ورودی نیروها'!M$4:P$1000000,4,FALSE)","v":1},170,135,{"$f":"IF(VLOOKUP(C492,'ورودی نیروها'!M$4:Q$1048576,5,FALSE)=0,IF(K492=1,2*L492+2*M492,IF(K492=2,L492+2*M492,IF(K492=3,2*L492+M492,L492+M492))),VLOOKUP(C492,'ورودی نیروها'!M$4:Q$1048576,5,FALSE))","v":610},3175500,3175500,2855250,2855250,1.7777777777777777,40,12.570053699169309,0.42795410178053639,0.37268226712382524,773443.31317193899,1044800.117047034,54900,7.0692316524479342,0.56238675041739117,"-","-","-","-","-"]
[null,{"$f":"'ورودی نیروها'!C486","v":"BASE"},{"$f":"'ورودی نیروها'!D486","v":6},{"$f":"'ورودی نیروها'!E486","v":"ACIS16"},"6 - ACIS16",{"$f":"ABS('ورودی نیروها'!H486)","v":283108.21999999997},{"$f":"ABS('ورودی نیروها'!I486)","v":1757067.2709999999},{"$f":"ABS('ورودی نیروها'!J486)","v":2935532.8620000002},{"$f":"VLOOKUP(C493,'ورودی نیروها'!M$4:P$1000000,2,FALSE)","v":80},{"$f":"VLOOKUP(C493,'ورودی نیروها'!M$4:P$1000000,3,FALSE)","v":45},{"$f":"VLOOKUP(C493,'ورودی نیروها'!M$4:P$1000000,4,FALSE)","v":1},170,135,{"$f":"IF(VLOOKUP(C493,'ورودی نیروها'!M$4:Q$1048576,5,FALSE)=0,IF(K493=1,2*L493+2*M493,IF(K493=2,L493+2*M493,IF(K493=3,2*L493+M493,L493+M493))),VLOOKUP(C493,'ورودی نیروها'!M$4:Q$1048576,5,FALSE))","v":610},3175500,3175500,2855250,2855250,1.7777777777777777,40,12.570053699169309,0.42795410178053639,0.37268226712382524,751944.14572878333,1094021.0422266512,54900,5.7767548987593784,0.45956485445572398,"-","-","-","-","-"]
[null,{"$f":"'ورودی نیروها'!C487","v":"BASE"},{"$f":"'ورودی نیروها'!D487","v":6},{"$f":"'ورودی نیروها'!E487","v":"ACIS17"},"6 - ACIS17",{"$f":"ABS('ورودی نیروها'!H487)","v":229018.1},{"$f":"ABS('ورودی نیروها'!I487)","v":1210283.2919999999},{"$f":"ABS('ورودی نیروها'!J487)","v":3883878.83},{"$f":"VLOOKUP(C494,'ورودی نیروها'!M$4:P$1000000,2,FALSE)","v":80},{"$f":"VLOOKUP(C494,'ورودی نیروها'!M$4:P$1000000,3,FALSE)","v":45},{"$f":"VLOOKUP(C494,'ورودی نیروها'!M$4:P$1000000,4,FALSE)","v":1},170,135,{"$f":"IF(VLOOKUP(C494,'ورودی نیروها'!M$4:Q$1048576,5,FALSE)=0,IF(K494=1,2*L494+2*M494,IF(K494=2,L494+2*M494,IF(K494=3,2*L494+M494,L494+M494))),VLOOKUP(C494,'ورودی نیروها'!M$4:Q$1048576,5,FALSE))","v":610},3175500,3175500,2855250,2855250,1.7777777777777777,40,12.570053699169309,0.42795410178053639,0.37268226712382524,517945.69912785059,1447452.7675986299,54900,4.8416012278950342,0.38516949440040904,"-","-","-","-","-"]
[null,{"$f":"'ورودی نیروها'!C488","v":"BASE"},{"$f":"'ورودی نیروها'!D488","v":6},{"$f":"'ورودی نیروها'!E488","v":"ACIS18"},"6 - ACIS18",{"$f":"ABS('ورودی نیروها'!H488)","v":157486.41},{"$f":"ABS('ورودی نیروها'!I488)","v":1260520.378},{"$f":"ABS('ورودی نیروها'!J488)","v":3751806.74},{"$f":"VLOOKUP(C495,'ورودی نیروها'!M$4:P$1000000,2,FALSE)","v":80},{"$f":"VLOOKUP(C495,'ورودی نیروها'!M$4:P$1000000,3,FALSE)","v":45},{"$f":"VLOOKUP(C495,'ورودی نیروها'!M$4:P$1000000,4,FALSE)","v":1},170,135,{"$f":"IF(VLOOKUP(C495,'ورودی نیروها'!M$4:Q$1048576,5,FALSE)=0,IF(K495=1,2*L495+2*M495,IF(K495=2,L495+2*M495,IF(K495=3,2*L495+M495,L495+M495))),VLOOKUP(C495,'ورودی نیروها'!M$4:Q$1048576,5,FALSE))","v":610},3175500,3175500,2855250,2855250,1.7777777777777777,40,12.570053699169309,0.42795410178053639,0.37268226712382524,539444.86614305223,1398231.841673648,54900,3.5281876351039823,0.28068198589614157,"-","-","-","-","-"]
[null,{"$f":"'ورودی نیروها'!C489","v":"BASE"},{"$f":"'ورودی نیروها'!D489","v":6},{"$f":"'ورودی نیروها'!E489","v":"ACIS19"},"6 - ACIS19",{"$f":"ABS('ورودی نیروها'!H489)","v":174495.44},{"$f":"ABS('ورودی نیروها'!I489)","v":2084210.4569999999},{"$f":"ABS('ورودی نیروها'!J489)","v":3939145.05},{"$f":"VLOOKUP(C496,'ورودی نیروها'!M$4:P$1000000,2,FALSE)","v":80},{"$f":"VLOOKUP(C496,'ورودی نیروها'!M$4:P$1000000,3,FALSE)","v":45},{"$f":"VLOOKUP(C496,'ورودی نیروها'!M$4:P$1000000,4,FALSE)","v":1},170,135,{"$f":"IF(VLOOKUP(C496,'ورودی نیروها'!M$4:Q$1048576,5,FALSE)=0,IF(K496=1,2*L496+2*M496,IF(K496=2,L496+2*M496,IF(K496=3,2*L496+M496,L496+M496))),VLOOKUP(C496,'ورودی نیروها'!M$4:Q$1048576,5,FALSE))","v":610},3175500,3175500,2855250,2855250,1.7777777777777777,40,12.570053699169309,0.42795410178053639,0.37268226712382524,891946.4140470362,1468049.5077635939,54900,3.9734650432419856,0.31610565382903427,"-","-","-","-","-"]
[null,{"$f":"'ورودی نیروها'!C490","v":"BASE"},{"$f":"'ورودی نیروها'!D490","v":6},{"$f":"'ورودی نیروها'!E490","v":"ACIS20"},"6 - ACIS20",{"$f":"ABS('ورودی نیروها'!H490)","v":157486.41},{"$f":"ABS('ورودی نیروها'!I490)","v":1260520.378},{"$f":"ABS('ورودی نیروها'!J490)","v":3751806.74},{"$f":"VLOOKUP(C497,'ورودی نیروها'!M$4:P$1000000,2,FALSE)","v":80},{"$f":"VLOOKUP(C497,'ورودی نیروها'!M$4:P$1000000,3,FALSE)","v":45},{"$f":"VLOOKUP(C497,'ورودی نیروها'!M$4:P$1000000,4,FALSE)","v":1},170,135,{"$f":"IF(VLOOKUP(C497,'ورودی نیروها'!M$4:Q$1048576,5,FALSE)=0,IF(K497=1,2*L497+2*M497,IF(K497=2,L497+2*M497,IF(K497=3,2*L497+M497,L497+M497))),VLOOKUP(C497,'ورودی نیروها'!M$4:Q$1048576,5,FALSE))","v":610},3175500,3175500,2855250,2855250,1.7777777777777777,40,12.570053699169309,0.42795410178053639,0.37268226712382524,539444.86614305223,1398231.841673648,54900,3.5281876351039823,0.28068198589614157,"-","-","-","-","-"]
[null,{"$f":"'ورودی نیروها'!C491","v":"BASE"},{"$f":"'ورودی نیروها'!D491","v":6},{"$f":"'ورودی نیروها'!E491","v":"ACIS21"},"6 - ACIS21",{"$f":"ABS('ورودی نیروها'!H491)","v":409985.88},{"$f":"ABS('ورودی نیروها'!I491)","v":1659794.173},{"$f":"ABS('ورودی نیروها'!J491)","v":2800830.8879999998},{"$f":"VLOOKUP(C498,'ورودی نیروها'!M$4:P$1000000,2,FALSE)","v":80},{"$f":"VLOOKUP(C498,'ورودی نیروها'!M$4:P$1000000,3,FALSE)","v":45},{"$f":"VLOOKUP(C498,'ورودی نیروها'!M$4:P$1000000,4,FALSE)","v":1},170,135,{"$f":"IF(VLOOKUP(C498,'ورودی نیروها'!M$4:Q$1048576,5,FALSE)=0,IF(K498=1,2*L498+2*M498,IF(K498=2,L498+2*M498,IF(K498=3,2*L498+M498,L498+M498))),VLOOKUP(C498,'ورودی نیروها'!M$4:Q$1048576,5,FALSE))","v":610},3175500,3175500,2855250,2855250,1.7777777777777777,40,12.570053699169309,0.42795410178053639,0.37268226712382524,710315.72444678319,1043820.0051702766,54900,8.0571321265267262,0.64097833782994751,"-","-","-","-","-"]
[null,{"$f":"'ورودی نیروها'!C492","v":"BASE"},{"$f":"'ورودی نیروها'!D492","v":6},{"$f":"'ورودی نیروها'!E492","v":"ACIS22"},"6 - ACIS22",{"$f":"ABS('ورودی نیروها'!H492)","v":338454.19},{"$f":"ABS('ورودی نیروها'!I492)","v":1710031.2590000001},{"$f":"ABS('ورودی نیروها'!J492)","v":2932902.9759999998},{"$f":"VLOOKUP(C499,'ورودی نیروها'!M$4:P$1000000,2,FALSE)","v":80},{"$f":"VLOOKUP(C499,'ورودی نیروها'!M$4:P$1000000,3,FALSE)","v":45},{"$f":"VLOOKUP(C499,'ورودی نیروها'!M$4:P$1000000,4,FALSE)","v":1},170,135,{"$f":"IF(VLOOKUP(C499,'ورودی نیروها'!M$4:Q$1048576,5,FALSE)=0,IF(K499=1,2*L499+2*M499,IF(K499=2,L499+2*M499,IF(K499=3,2*L499+M499,L499+M499))),VLOOKUP(C499,'ورودی نیروها'!M$4:Q$1048576,5,FALSE))","v":610},3175500,3175500,2855250,2855250,1.7777777777777777,40,12.570053699169309,0.42795410178053639,0.37268226712382524,731814.89146198484,1093040.9303498939,54900,6.7781960229588956,0.53923365684641678,"-","-","-","-","-"]
[null,{"$f":"'ورودی نیروها'!C493","v":"BASE"},{"$f":"'ورودی نیروها'!D493","v":6},{"$f":"'ورودی نیروها'!E493","v":"ACIS23"},"6 - ACIS23",{"$f":"ABS('ورودی نیروها'!H493)","v":355463.22},{"$f":"ABS('ورودی نیروها'!I493)","v":1634699.5759999999},{"$f":"ABS('ورودی نیروها'!J493)","v":2745564.6690000002},{"$f":"VLOOKUP(C500,'ورودی نیروها'!M$4:P$1000000,2,FALSE)","v":80},{"$f":"VLOOKUP(C500,'ورودی نیروها'!M$4:P$1000000,3,FALSE)","v":45},{"$f":"VLOOKUP(C500,'ورودی نیروها'!M$4:P$1000000,4,FALSE)","v":1},170,135,{"$f":"IF(VLOOKUP(C500,'ورودی نیروها'!M$4:Q$1048576,5,FALSE)=0,IF(K500=1,2*L500+2*M500,IF(K500=2,L500+2*M500,IF(K500=3,2*L500+M500,L500+M500))),VLOOKUP(C500,'ورودی نیروها'!M$4:Q$1048576,5,FALSE))","v":610},3175500,3175500,2855250,2855250,1.7777777777777777,40,12.570053699169309,0.42795410178053639,0.37268226712382524,699576.3887281036,1023223.2653779949,54900,7.0534097772533473,0.56112805450620085,"-","-","-","-","-"]
[null,{"$f":"'ورودی نیروها'!C494","v":"BASE"},{"$f":"'ورودی نیروها'!D494","v":6},{"$f":"'ورودی نیروها'!E494","v":"ACIS24"},"6 - ACIS24",{"$f":"ABS('ورودی نیروها'!H494)","v":283931.53000000003},{"$f":"ABS('ورودی نیروها'!I494)","v":1584462.4890000001},{"$f":"ABS('ورودی نیروها'!J494)","v":2877636.7570000002},{"$f":"VLOOKUP(C501,'ورودی نیروها'!M$4:P$1000000,2,FALSE)","v":80},{"$f":"VLOOKUP(C501,'ورودی نیروها'!M$4:P$1000000,3,FALSE)","v":45},{"$f":"VLOOKUP(C501,'ورودی نیروها'!M$4:P$1000000,4,FALSE)","v":1},170,135,{"$f":"IF(VLOOKUP(C501,'ورودی نیروها'!M$4:Q$1048576,5,FALSE)=0,IF(K501=1,2*L501+2*M501,IF(K501=2,L501+2*M501,IF(K501=3,2*L501+M501,L501+M501))),VLOOKUP(C501,'ورودی نیروها'!M$4:Q$1048576,5,FALSE))","v":610},3175500,3175500,2855250,2855250,1.7777777777777777,40,12.570053699169309,0.42795410178053639,0.37268226712382524,678077.22128494806,1072444.1905576123,54900,5.7609330235647924,0.45830615854453377,"-","-","-","-","-"]
[null,{"$f":"'ورودی نیروها'!C495","v":"BASE"},{"$f":"'ورودی نیروها'!D495","v":6},{"$f":"'ورودی نیروها'!E495","v":"ACIS25"},"6 - ACIS25",{"$f":"ABS('ورودی نیروها'!H495)","v":356090.09},{"$f":"ABS('ورودی نیروها'!I495)","v":5237078.8569999998},{"$f":"ABS('ورودی نیروها'!J495)","v":1488437.5870000001},{"$f":"VLOOKUP(C502,'ورودی نیروها'!M$4:P$1000000,2,FALSE)","v":80},{"$f":"VLOOKUP(C502,'ورودی نیروها'!M$4:P$1000000,3,FALSE)","v":45},{"$f":"VLOOKUP(C502,'ورودی نیروها'!M$4:P$1000000,4,FALSE)","v":1},170,135,{"$f":"IF(VLOOKUP(C502,'ورودی نیروها'!M$4:Q$1048576,5,FALSE)=0,IF(K502=1,2*L502+2*M502,IF(K502=2,L502+2*M502,IF(K502=3,2*L502+M502,L502+M502))),VLOOKUP(C502,'ورودی نیروها'!M$4:Q$1048576,5,FALSE))","v":610},3175500,3175500,2855250,2855250,1.7777777777777777,40,12.570053699169309,0.42795410178053639,0.37268226712382524,2241229.3782012733,554714.29439547588,54900,7.3862248695419552,0.58760487793541194,"-","-","-","-","-"]
[null,{"$f":"'ورودی نیروها'!C496","v":"BASE"},{"$f":"'ورودی نیروها'!D496","v":6},{"$f":"'ورودی نیروها'!E496","v":"ACIS26"},"6 - ACIS26",{"$f":"ABS('ورودی نیروها'!H496)","v":284558.40999999997},{"$f":"ABS('ورودی نیروها'!I496)","v":5287315.9440000001},{"$f":"ABS('ورودی نیروها'!J496)","v":1356365.4990000001},{"$f":"VLOOKUP(C503,'ورودی نیروها'!M$4:P$1000000,2,FALSE)","v":80},{"$f":"VLOOKUP(C503,'ورودی نیروها'!M$4:P$1000000,3,FALSE)","v":45},{"$f":"VLOOKUP(C503,'ورودی نیروها'!M$4:P$1000000,4,FALSE)","v":1},170,135,{"$f":"IF(VLOOKUP(C503,'ورودی نیروها'!M$4:Q$1048576,5,FALSE)=0,IF(K503=1,2*L503+2*M503,IF(K503=2,L503+2*M503,IF(K503=3,2*L503+M503,L503+M503))),VLOOKUP(C503,'ورودی نیروها'!M$4:Q$1048576,5,FALSE))","v":610},3175500,3175500,2855250,2855250,1.7777777777777777,40,12.570053699169309,0.42795410178053639,0.37268226712382524,2262728.545644429,505493.36921585852,54900,6.0728114592960836,0.48311738395337206,"-","-","-","-","-"]
[null,{"$f":"'ورودی نیروها'!C497","v":"BASE"},{"$f":"'ورودی نیروها'!D497","v":6},{"$f":"'ورودی نیروها'!E497","v":"ACIS27"},"6 - ACIS27",{"$f":"ABS('ورودی نیروها'!H497)","v":410133.44},{"$f":"ABS('ورودی نیروها'!I497)","v":5320150.6869999999},{"$f":"ABS('ورودی نیروها'!J497)","v":534344.15899999999},{"$f":"VLOOKUP(C504,'ورودی نیروها'!M$4:P$1000000,2,FALSE)","v":80},{"$f":"VLOOKUP(C504,'ورودی نیروها'!M$4:P$1000000,3,FALSE)","v":45},{"$f":"VLOOKUP(C504,'ورودی نیروها'!M$4:P$1000000,4,FALSE)","v":1},170,135,{"$f":"IF(VLOOKUP(C504,'ورودی نیروها'!M$4:Q$1048576,5,FALSE)=0,IF(K504=1,2*L504+2*M504,IF(K504=2,L504+2*M504,IF(K504=3,2*L504+M504,L504+M504))),VLOOKUP(C504,'ورودی نیروها'!M$4:Q$1048576,5,FALSE))","v":610},3175500,3175500,2855250,2855250,1.7777777777777777,40,12.570053699169309,0.42795410178053639,0.37268226712382524,2276780.3085921886,199140.59260049375,54900,8.2572831258447348,0.65690118144765097,"-","-","-","-","-"]
[null,{"$f":"'ورودی نیروها'!C498","v":"BASE"},{"$f":"'ورودی نیروها'!D498","v":6},{"$f":"'ورودی نیروها'!E498","v":"ACIS28"},"6 - ACIS28",{"$f":"ABS('ورودی نیروها'!H498)","v":284558.40999999997},{"$f":"ABS('ورودی نیروها'!I498)","v":5287315.9440000001},{"$f":"ABS('ورودی نیروها'!J498)","v":1356365.4990000001},{"$f":"VLOOKUP(C505,'ورودی نیروها'!M$4:P$1000000,2,FALSE)","v":80},{"$f":"VLOOKUP(C505,'ورودی نیروها'!M$4:P$1000000,3,FALSE)","v":45},{"$f":"VLOOKUP(C505,'ورودی نیروها'!M$4:P$1000000,4,FALSE)","v":1},170,135,{"$f":"IF(VLOOKUP(C505,'ورودی نیروها'!M$4:Q$1048576,5,FALSE)=0,IF(K505=1,2*L505+2*M505,IF(K505=2,L505+2*M505,IF(K505=3,2*L505+M505,L505+M505))),VLOOKUP(C505,'ورودی نیروها'!M$4:Q$1048576,5,FALSE))","v":610},3175500,3175500,2855250,2855250,1.7777777777777777,40,12.570053699169309,0.42795410178053639,0.37268226712382524,2262728.545644429,505493.36921585852,54900,6.0728114592960836,0.48311738395337206,"-","-","-","-","-"]
[null,{"$f":"'ورودی نیروها'!C499","v":"BASE"},{"$f":"'ورودی نیروها'!D499","v":6},{"$f":"'ورودی نیروها'!E499","v":"ACIS29"},"6 - ACIS29",{"$f":"ABS('ورودی نیروها'!H499)","v":174347.88},{"$f":"ABS('ورودی نیروها'!I499)","v":5744566.9699999997},{"$f":"ABS('ورودی نیروها'!J499)","v":1672658.318},{"$f":"VLOOKUP(C506,'ورودی نیروها'!M$4:P$1000000,2,FALSE)","v":80},{"$f":"VLOOKUP(C506,'ورودی نیروها'!M$4:P$1000000,3,FALSE)","v":45},{"$f":"VLOOKUP(C506,'ورودی نیروها'!M$4:P$1000000,4,FALSE)","v":1},170,135,{"$f":"IF(VLOOKUP(C506,'ورودی نیروها'!M$4:Q$1048576,5,FALSE)=0,IF(K506=1,2*L506+2*M506,IF(K506=2,L506+2*M506,IF(K506=3,2*L506+M506,L506+M506))),VLOOKUP(C506,'ورودی نیروها'!M$4:Q$1048576,5,FALSE))","v":610},3175500,3175500,2855250,2855250,1.7777777777777777,40,12.570053699169309,0.42795410178053639,0.37268226712382524,2458410.9977644873,623370.09407576418,54900,4.1682404500482217,0.3316008467269857,"-","-","-","-","-"]
[null,{"$f":"'ورودی نیروها'!C500","v":"BASE"},{"$f":"'ورودی نیروها'!D500","v":6},{"$f":"'ورودی نیروها'!E500","v":"ACIS30"},"6 - ACIS30",{"$f":"ABS('ورودی نیروها'!H500)","v":102816.19},{"$f":"ABS('ورودی نیروها'!I500)","v":5694329.8799999999},{"$f":"ABS('ورودی نیروها'!J500)","v":1540586.23},{"$f":"VLOOKUP(C507,'ورودی نیروها'!M$4:P$1000000,2,FALSE)","v":80},{"$f":"VLOOKUP(C507,'ورودی نیروها'!M$4:P$1000000,3,FALSE)","v":45},{"$f":"VLOOKUP(C507,'ورودی نیروها'!M$4:P$1000000,4,FALSE)","v":1},170,135,{"$f":"IF(VLOOKUP(C507,'ورودی نیروها'!M$4:Q$1048576,5,FALSE)=0,IF(K507=1,2*L507+2*M507,IF(K507=2,L507+2*M507,IF(K507=3,2*L507+M507,L507+M507))),VLOOKUP(C507,'ورودی نیروها'!M$4:Q$1048576,5,FALSE))","v":610},3175500,3175500,2855250,2855250,1.7777777777777777,40,12.570053699169309,0.42795410178053639,0.37268226712382524,2436911.8290374693,574149.16889614682,54900,2.8412862069931943,0.22603612323318559,"-","-","-","-","-"]
[null,{"$f":"'ورودی نیروها'!C501","v":"BASE"},{"$f":"'ورودی نیروها'!D501","v":6},{"$f":"'ورودی نیروها'!E501","v":"ACIS31"},"6 - ACIS31",{"$f":"ABS('ورودی نیروها'!H501)","v":228391.22},{"$f":"ABS('ورودی نیروها'!I501)","v":5661495.1399999997},{"$f":"ABS('ورودی نیروها'!J501)","v":350123.42800000001},{"$f":"VLOOKUP(C508,'ورودی نیروها'!M$4:P$1000000,2,FALSE)","v":80},{"$f":"VLOOKUP(C508,'ورودی نیروها'!M$4:P$1000000,3,FALSE)","v":45},{"$f":"VLOOKUP(C508,'ورودی نیروها'!M$4:P$1000000,4,FALSE)","v":1},170,135,{"$f":"IF(VLOOKUP(C508,'ورودی نیروها'!M$4:Q$1048576,5,FALSE)=0,IF(K508=1,2*L508+2*M508,IF(K508=2,L508+2*M508,IF(K508=3,2*L508+M508,L508+M508))),VLOOKUP(C508,'ورودی نیروها'!M$4:Q$1048576,5,FALSE))","v":610},3175500,3175500,2855250,2855250,1.7777777777777777,40,12.570053699169309,0.42795410178053639,0.37268226712382524,2422860.0673735719,130484.79292020539,54900,4.9688168434345652,0.39529002519399969,"-","-","-","-","-"]
[null,{"$f":"'ورودی نیروها'!C502","v":"BASE"},{"$f":"'ورودی نیروها'!D502","v":6},{"$f":"'ورودی نیروها'!E502","v":"ACIS32"},"6 - ACIS32",{"$f":"ABS('ورودی نیروها'!H502)","v":156859.54},{"$f":"ABS('ورودی نیروها'!I502)","v":5611258.0499999998},{"$f":"ABS('ورودی نیروها'!J502)","v":482195.516},{"$f":"VLOOKUP(C509,'ورودی نیروها'!M$4:P$1000000,2,FALSE)","v":80},{"$f":"VLOOKUP(C509,'ورودی نیروها'!M$4:P$1000000,3,FALSE)","v":45},{"$f":"VLOOKUP(C509,'ورودی نیروها'!M$4:P$1000000,4,FALSE)","v":1},170,135,{"$f":"IF(VLOOKUP(C509,'ورودی نیروها'!M$4:Q$1048576,5,FALSE)=0,IF(K509=1,2*L509+2*M509,IF(K509=2,L509+2*M509,IF(K509=3,2*L509+M509,L509+M509))),VLOOKUP(C509,'ورودی نیروها'!M$4:Q$1048576,5,FALSE))","v":610},3175500,3175500,2855250,2855250,1.7777777777777777,40,12.570053699169309,0.42795410178053639,0.37268226712382524,2401360.898646554,179705.71809982276,54900,3.6763402714910711,0.29246814369090735,"-","-","-","-","-"]
[null,{"$f":"'ورودی نیروها'!C503","v":"BASE"},{"$f":"'ورودی نیروها'!D503","v":6},{"$f":"'ورودی نیروها'!E503","v":"ACIS34"},"6 - ACIS34",{"$f":"ABS('ورودی نیروها'!H503)","v":355610.19},{"$f":"ABS('ورودی نیروها'!I503)","v":5136737.7259999998},{"$f":"ABS('ورودی نیروها'!J503)","v":1454781.06},{"$f":"VLOOKUP(C510,'ورودی نیروها'!M$4:P$1000000,2,FALSE)","v":80},{"$f":"VLOOKUP(C510,'ورودی نیروها'!M$4:P$1000000,3,FALSE)","v":45},{"$f":"VLOOKUP(C510,'ورودی نیروها'!M$4:P$1000000,4,FALSE)","v":1},170,135,{"$f":"IF(VLOOKUP(C510,'ورودی نیروها'!M$4:Q$1048576,5,FALSE)=0,IF(K510=1,2*L510+2*M510,IF(K510=2,L510+2*M510,IF(K510=3,2*L510+M510,L510+M510))),VLOOKUP(C510,'ورودی نیروها'!M$4:Q$1048576,5,FALSE))","v":610},3175500,3175500,2855250,2855250,1.7777777777777777,40,12.570053699169309,0.42795410178053639,0.37268226712382524,2198287.9796125251,542171.10360960162,54900,7.3595677740941792,0.58548419523303519,"-","-","-","-","-"]
[null,{"$f":"'ورودی نیروها'!C504","v":"BASE"},{"$f":"'ورودی نیروها'!D504","v":6},{"$f":"'ورودی نیروها'!E504","v":"ACIS35"},"6 - ACIS35",{"$f":"ABS('ورودی نیروها'!H504)","v":409653.53},{"$f":"ABS('ورودی نیروها'!I504)","v":5219809.5559999999},{"$f":"ABS('ورودی نیروها'!J504)","v":568000.68599999999},{"$f":"VLOOKUP(C511,'ورودی نیروها'!M$4:P$1000000,2,FALSE)","v":80},{"$f":"VLOOKUP(C511,'ورودی نیروها'!M$4:P$1000000,3,FALSE)","v":45},{"$f":"VLOOKUP(C511,'ورودی نیروها'!M$4:P$1000000,4,FALSE)","v":1},170,135,{"$f":"IF(VLOOKUP(C511,'ورودی نیروها'!M$4:Q$1048576,5,FALSE)=0,IF(K511=1,2*L511+2*M511,IF(K511=2,L511+2*M511,IF(K511=3,2*L511+M511,L511+M511))),VLOOKUP(C511,'ورودی نیروها'!M$4:Q$1048576,5,FALSE))","v":610},3175500,3175500,2855250,2855250,1.7777777777777777,40,12.570053699169309,0.42795410178053639,0.37268226712382524,2233838.9100034405,211683.78338636798,54900,8.2394119025586896,0.65547945138079966,"-","-","-","-","-"]
[null,{"$f":"'ورودی نیروها'!C505","v":"BASE"},{"$f":"'ورودی نیروها'!D505","v":6},{"$f":"'ورودی نیروها'!E505","v":"ACIS36"},"6 - ACIS36",{"$f":"ABS('ورودی نیروها'!H505)","v":338121.84},{"$f":"ABS('ورودی نیروها'!I505)","v":5270046.6430000002},{"$f":"ABS('ورودی نیروها'!J505)","v":700072.77399999998},{"$f":"VLOOKUP(C512,'ورودی نیروها'!M$4:P$1000000,2,FALSE)","v":80},{"$f":"VLOOKUP(C512,'ورودی نیروها'!M$4:P$1000000,3,FALSE)","v":45},{"$f":"VLOOKUP(C512,'ورودی نیروها'!M$4:P$1000000,4,FALSE)","v":1},170,135,{"$f":"IF(VLOOKUP(C512,'ورودی نیروها'!M$4:Q$1048576,5,FALSE)=0,IF(K512=1,2*L512+2*M512,IF(K512=2,L512+2*M512,IF(K512=3,2*L512+M512,L512+M512))),VLOOKUP(C512,'ورودی نیروها'!M$4:Q$1048576,5,FALSE))","v":610},3175500,3175500,2855250,2855250,1.7777777777777777,40,12.570053699169309,0.42795410178053639,0.37268226712382524,2255338.0774465962,260904.70856598532,54900,6.960475799125625,0.55373477040799024,"-","-","-","-","-"]
[null,{"$f":"'ورودی نیروها'!C506","v":"BASE"},{"$f":"'ورودی نیروها'!D506","v":6},{"$f":"'ورودی نیروها'!E506","v":"ACIS37"},"6 - ACIS37",{"$f":"ABS('ورودی نیروها'!H506)","v":174827.79},{"$f":"ABS('ورودی نیروها'!I506)","v":5644225.8399999999},{"$f":"ABS('ورودی نیروها'!J506)","v":1706314.845},{"$f":"VLOOKUP(C513,'ورودی نیروها'!M$4:P$1000000,2,FALSE)","v":80},{"$f":"VLOOKUP(C513,'ورودی نیروها'!M$4:P$1000000,3,FALSE)","v":45},{"$f":"VLOOKUP(C513,'ورودی نیروها'!M$4:P$1000000,4,FALSE)","v":1},170,135,{"$f":"IF(VLOOKUP(C513,'ورودی نیروها'!M$4:Q$1048576,5,FALSE)=0,IF(K513=1,2*L513+2*M513,IF(K513=2,L513+2*M513,IF(K513=3,2*L513+M513,L513+M513))),VLOOKUP(C513,'ورودی نیروها'!M$4:Q$1048576,5,FALSE))","v":610},3175500,3175500,2855250,2855250,1.7777777777777777,40,12.570053699169309,0.42795410178053639,0.37268226712382524,2415469.5996036935,635913.28486163844,54900,4.1678522870062338,0.3315699667441887,"-","-","-","-","-"]
[null,{"$f":"'ورودی نیروها'!C507","v":"BASE"},{"$f":"'ورودی نیروها'!D507","v":6},{"$f":"'ورودی نیروها'!E507","v":"ACIS38"},"6 - ACIS38",{"$f":"ABS('ورودی نیروها'!H507)","v":103296.1},{"$f":"ABS('ورودی نیروها'!I507)","v":5593988.75},{"$f":"ABS('ورودی نیروها'!J507)","v":1574242.757},{"$f":"VLOOKUP(C514,'ورودی نیروها'!M$4:P$1000000,2,FALSE)","v":80},{"$f":"VLOOKUP(C514,'ورودی نیروها'!M$4:P$1000000,3,FALSE)","v":45},{"$f":"VLOOKUP(C514,'ورودی نیروها'!M$4:P$1000000,4,FALSE)","v":1},170,135,{"$f":"IF(VLOOKUP(C514,'ورودی نیروها'!M$4:Q$1048576,5,FALSE)=0,IF(K514=1,2*L514+2*M514,IF(K514=2,L514+2*M514,IF(K514=3,2*L514+M514,L514+M514))),VLOOKUP(C514,'ورودی نیروها'!M$4:Q$1048576,5,FALSE))","v":610},3175500,3175500,2855250,2855250,1.7777777777777777,40,12.570053699169309,0.42795410178053639,0.37268226712382524,2393970.4308766755,586692.35968202108,54900,2.8408980439512068,0.22600524325038862,"-","-","-","-","-"]
[null,{"$f":"'ورودی نیروها'!C508","v":"BASE"},{"$f":"'ورودی نیروها'!D508","v":6},{"$f":"'ورودی نیروها'!E508","v":"ACIS39"},"6 - ACIS39",{"$f":"ABS('ورودی نیروها'!H508)","v":228871.13},{"$f":"ABS('ورودی نیروها'!I508)","v":5561154.0099999998},{"$f":"ABS('ورودی نیروها'!J508)","v":316466.90100000001},{"$f":"VLOOKUP(C515,'ورودی نیروها'!M$4:P$1000000,2,FALSE)","v":80},{"$f":"VLOOKUP(C515,'ورودی نیروها'!M$4:P$1000000,3,FALSE)","v":45},{"$f":"VLOOKUP(C515,'ورودی نیروها'!M$4:P$1000000,4,FALSE)","v":1},170,135,{"$f":"IF(VLOOKUP(C515,'ورودی نیروها'!M$4:Q$1048576,5,FALSE)=0,IF(K515=1,2*L515+2*M515,IF(K515=2,L515+2*M515,IF(K515=3,2*L515+M515,L515+M515))),VLOOKUP(C515,'ورودی نیروها'!M$4:Q$1048576,5,FALSE))","v":610},3175500,3175500,2855250,2855250,1.7777777777777777,40,12.570053699169309,0.42795410178053639,0.37268226712382524,2379918.6692127781,117941.60213433116,54900,4.959642626081485,0.39456017808493871,"-","-","-","-","-"]
[null,{"$f":"'ورودی نیروها'!C509","v":"BASE"},{"$f":"'ورودی نیروها'!D509","v":6},{"$f":"'ورودی نیروها'!E509","v":"ACIS40"},"6 - ACIS40",{"$f":"ABS('ورودی نیروها'!H509)","v":157339.44},{"$f":"ABS('ورودی نیروها'!I509)","v":5510916.9199999999},{"$f":"ABS('ورودی نیروها'!J509)","v":448538.989},{"$f":"VLOOKUP(C516,'ورودی نیروها'!M$4:P$1000000,2,FALSE)","v":80},{"$f":"VLOOKUP(C516,'ورودی نیروها'!M$4:P$1000000,3,FALSE)","v":45},{"$f":"VLOOKUP(C516,'ورودی نیروها'!M$4:P$1000000,4,FALSE)","v":1},170,135,{"$f":"IF(VLOOKUP(C516,'ورودی نیروها'!M$4:Q$1048576,5,FALSE)=0,IF(K516=1,2*L516+2*M516,IF(K516=2,L516+2*M516,IF(K516=3,2*L516+M516,L516+M516))),VLOOKUP(C516,'ورودی نیروها'!M$4:Q$1048576,5,FALSE))","v":610},3175500,3175500,2855250,2855250,1.7777777777777777,40,12.570053699169309,0.42795410178053639,0.37268226712382524,2358419.5004857602,167162.52731394852,54900,3.6671658719886278,0.29173828209110769,"-","-","-","-","-"]
[null,{"$f":"'ورودی نیروها'!C510","v":"BASE"},{"$f":"'ورودی نیروها'!D510","v":6},{"$f":"'ورودی نیروها'!E510","v":"ACIS41"},"6 - ACIS41",{"$f":"ABS('ورودی نیروها'!H510)","v":356570},{"$f":"ABS('ورودی نیروها'!I510)","v":5337419.9879999999},{"$f":"ABS('ورودی نیروها'!J510)","v":1522094.1140000001},{"$f":"VLOOKUP(C517,'ورودی نیروها'!M$4:P$1000000,2,FALSE)","v":80},{"$f":"VLOOKUP(C517,'ورودی نیروها'!M$4:P$1000000,3,FALSE)","v":45},{"$f":"VLOOKUP(C517,'ورودی نیروها'!M$4:P$1000000,4,FALSE)","v":1},170,135,{"$f":"IF(VLOOKUP(C517,'ورودی نیروها'!M$4:Q$1048576,5,FALSE)=0,IF(K517=1,2*L517+2*M517,IF(K517=2,L517+2*M517,IF(K517=3,2*L517+M517,L517+M517))),VLOOKUP(C517,'ورودی نیروها'!M$4:Q$1048576,5,FALSE))","v":610},3175500,3175500,2855250,2855250,1.7777777777777777,40,12.570053699169309,0.42795410178053639,0.37268226712382524,2284170.7767900215,567257.48518135014,54900,7.4128821471390927,0.5897255751285273,"-","-","-","-","-"]
[null,{"$f":"'ورودی نیروها'!C511","v":"BASE"},{"$f":"'ورودی نیروها'!D511","v":6},{"$f":"'ورودی نیروها'!E511","v":"ACIS42"},"6 - ACIS42",{"$f":"ABS('ورودی نیروها'!H511)","v":285038.31},{"$f":"ABS('ورودی نیروها'!I511)","v":5387657.074},{"$f":"ABS('ورودی نیروها'!J511)","v":1390022.0260000001},{"$f":"VLOOKUP(C518,'ورودی نیروها'!M$4:P$1000000,2,FALSE)","v":80},{"$f":"VLOOKUP(C518,'ورودی نیروها'!M$4:P$1000000,3,FALSE)","v":45},{"$f":"VLOOKUP(C518,'ورودی نیروها'!M$4:P$1000000,4,FALSE)","v":1},170,135,{"$f":"IF(VLOOKUP(C518,'ورودی نیروها'!M$4:Q$1048576,5,FALSE)=0,IF(K518=1,2*L518+2*M518,IF(K518=2,L518+2*M518,IF(K518=3,2*L518+M518,L518+M518))),VLOOKUP(C518,'ورودی نیروها'!M$4:Q$1048576,5,FALSE))","v":610},3175500,3175500,2855250,2855250,1.7777777777777777,40,12.570053699169309,0.42795410178053639,0.37268226712382524,2305669.9438052229,518036.56000173278,54900,6.0994685546090919,0.48523806664502755,"-","-","-","-","-"]
[null,{"$f":"'ورودی نیروها'!C512","v":"BASE"},{"$f":"'ورودی نیروها'!D512","v":6},{"$f":"'ورودی نیروها'!E512","v":"ACIS43"},"6 - ACIS43",{"$f":"ABS('ورودی نیروها'!H512)","v":410613.34},{"$f":"ABS('ورودی نیروها'!I512)","v":5420491.8169999998},{"$f":"ABS('ورودی نیروها'!J512)","v":500687.63199999998},{"$f":"VLOOKUP(C519,'ورودی نیروها'!M$4:P$1000000,2,FALSE)","v":80},{"$f":"VLOOKUP(C519,'ورودی نیروها'!M$4:P$1000000,3,FALSE)","v":45},{"$f":"VLOOKUP(C519,'ورودی نیروها'!M$4:P$1000000,4,FALSE)","v":1},170,135,{"$f":"IF(VLOOKUP(C519,'ورودی نیروها'!M$4:Q$1048576,5,FALSE)=0,IF(K519=1,2*L519+2*M519,IF(K519=2,L519+2*M519,IF(K519=3,2*L519+M519,L519+M519))),VLOOKUP(C519,'ورودی نیروها'!M$4:Q$1048576,5,FALSE))","v":610},3175500,3175500,2855250,2855250,1.7777777777777777,40,12.570053699169309,0.42795410178053639,0.37268226712382524,2319721.7067529825,186597.40181461952,54900,8.2751541668466491,0.65832289701304236,"-","-","-","-","-"]
[null,{"$f":"'ورودی نیروها'!C513","v":"BASE"},{"$f":"'ورودی نیروها'!D513","v":6},{"$f":"'ورودی نیروها'!E513","v":"ACIS44"},"6 - ACIS44",{"$f":"ABS('ورودی نیروها'!H513)","v":339081.65},{"$f":"ABS('ورودی نیروها'!I513)","v":5470728.9040000001},{"$f":"ABS('ورودی نیروها'!J513)","v":632759.72},{"$f":"VLOOKUP(C520,'ورودی نیروها'!M$4:P$1000000,2,FALSE)","v":80},{"$f":"VLOOKUP(C520,'ورودی نیروها'!M$4:P$1000000,3,FALSE)","v":45},{"$f":"VLOOKUP(C520,'ورودی نیروها'!M$4:P$1000000,4,FALSE)","v":1},170,135,{"$f":"IF(VLOOKUP(C520,'ورودی نیروها'!M$4:Q$1048576,5,FALSE)=0,IF(K520=1,2*L520+2*M520,IF(K520=2,L520+2*M520,IF(K520=3,2*L520+M520,L520+M520))),VLOOKUP(C520,'ورودی نیروها'!M$4:Q$1048576,5,FALSE))","v":610},3175500,3175500,2855250,2855250,1.7777777777777777,40,12.570053699169309,0.42795410178053639,0.37268226712382524,2341220.8741961382,235818.32699423685,54900,6.9962180634135844,0.55657821604023294,"-","-","-","-","-"]
[null,{"$f":"'ورودی نیروها'!C514","v":"BASE"},{"$f":"'ورودی نیروها'!D514","v":6},{"$f":"'ورودی نیروها'!E514","v":"ACIS45"},"6 - ACIS45",{"$f":"ABS('ورودی نیروها'!H514)","v":173867.98},{"$f":"ABS('ورودی نیروها'!I514)","v":5844908.0999999996},{"$f":"ABS('ورودی نیروها'!J514)","v":1639001.791},{"$f":"VLOOKUP(C521,'ورودی نیروها'!M$4:P$1000000,2,FALSE)","v":80},{"$f":"VLOOKUP(C521,'ورودی نیروها'!M$4:P$1000000,3,FALSE)","v":45},{"$f":"VLOOKUP(C521,'ورودی نیروها'!M$4:P$1000000,4,FALSE)","v":1},170,135,{"$f":"IF(VLOOKUP(C521,'ورودی نیروها'!M$4:Q$1048576,5,FALSE)=0,IF(K521=1,2*L521+2*M521,IF(K521=2,L521+2*M521,IF(K521=3,2*L521+M521,L521+M521))),VLOOKUP(C521,'ورودی نیروها'!M$4:Q$1048576,5,FALSE))","v":610},3175500,3175500,2855250,2855250,1.7777777777777777,40,12.570053699169309,0.42795410178053639,0.37268226712382524,2501352.3959252816,610826.90328988992,54900,4.168628795239572,0.3316317412005213,"-","-","-","-","-"]
[null,{"$f":"'ورودی نیروها'!C515","v":"BASE"},{"$f":"'ورودی نیروها'!D515","v":6},{"$f":"'ورودی نیروها'!E515","v":"ACIS46"},"6 - ACIS46",{"$f":"ABS('ورودی نیروها'!H515)","v":102336.29},{"$f":"ABS('ورودی نیروها'!I515)","v":5794671.0199999996},{"$f":"ABS('ورودی نیروها'!J515)","v":1506929.703},{"$f":"VLOOKUP(C522,'ورودی نیروها'!M$4:P$1000000,2,FALSE)","v":80},{"$f":"VLOOKUP(C522,'ورودی نیروها'!M$4:P$1000000,3,FALSE)","v":45},{"$f":"VLOOKUP(C522,'ورودی نیروها'!M$4:P$1000000,4,FALSE)","v":1},170,135,{"$f":"IF(VLOOKUP(C522,'ورودی نیروها'!M$4:Q$1048576,5,FALSE)=0,IF(K522=1,2*L522+2*M522,IF(K522=2,L522+2*M522,IF(K522=3,2*L522+M522,L522+M522))),VLOOKUP(C522,'ورودی نیروها'!M$4:Q$1048576,5,FALSE))","v":610},3175500,3175500,2855250,2855250,1.7777777777777777,40,12.570053699169309,0.42795410178053639,0.37268226712382524,2479853.2314778045,561605.97811027267,54900,2.841674553532219,0.22606701781393432,"-","-","-","-","-"]
[null,{"$f":"'ورودی نیروها'!C516","v":"BASE"},{"$f":"'ورودی نیروها'!D516","v":6},{"$f":"'ورودی نیروها'!E516","v":"ACIS47"},"6 - ACIS47",{"$f":"ABS('ورودی نیروها'!H516)","v":227911.32},{"$f":"ABS('ورودی نیروها'!I516)","v":5761836.2699999996},{"$f":"ABS('ورودی نیروها'!J516)","v":383779.95500000002},{"$f":"VLOOKUP(C523,'ورودی نیروها'!M$4:P$1000000,2,FALSE)","v":80},{"$f":"VLOOKUP(C523,'ورودی نیروها'!M$4:P$1000000,3,FALSE)","v":45},{"$f":"VLOOKUP(C523,'ورودی نیروها'!M$4:P$1000000,4,FALSE)","v":1},170,135,{"$f":"IF(VLOOKUP(C523,'ورودی نیروها'!M$4:Q$1048576,5,FALSE)=0,IF(K523=1,2*L523+2*M523,IF(K523=2,L523+2*M523,IF(K523=3,2*L523+M523,L523+M523))),VLOOKUP(C523,'ورودی نیروها'!M$4:Q$1048576,5,FALSE))","v":610},3175500,3175500,2855250,2855250,1.7777777777777777,40,12.570053699169309,0.42795410178053639,0.37268226712382524,2465801.4655343657,143027.98370607963,54900,4.9779912429370086,0.39601988679379935,"-","-","-","-","-"]
[null,{"$f":"'ورودی نیروها'!C517","v":"BASE"},{"$f":"'ورودی نیروها'!D517","v":6},{"$f":"'ورودی نیروها'!E517","v":"ACIS48"},{"$f":"CONCATENATE(C524,\" - \",D524)","v":"6 - ACIS48"},{"$f":"ABS('ورودی نیروها'!H517)","v":156379.63},{"$f":"ABS('ورودی نیروها'!I517)","v":5711599.1900000004},{"$f":"ABS('ورودی نیروها'!J517)","v":515852.04300000001},{"$f":"VLOOKUP(C524,'ورودی نیروها'!M$4:P$1000000,2,FALSE)","v":80},{"$f":"VLOOKUP(C524,'ورودی نیروها'!M$4:P$1000000,3,FALSE)","v":45},{"$f":"VLOOKUP(C524,'ورودی نیروها'!M$4:P$1000000,4,FALSE)","v":1},{"$f":"IF(OR(K524=1,K524=2),I524+$C$6,I524+($C$6/2))","v":170},{"$f":"IF(OR(K524=1,K524=3),J524+$C$6,J524+($C$6/2))","v":135},{"$f":"IF(VLOOKUP(C524,'ورودی نیروها'!M$4:Q$1048576,5,FALSE)=0,IF(K524=1,2*L524+2*M524,IF(K524=2,L524+2*M524,IF(K524=3,2*L524+M524,L524+M524))),VLOOKUP(C524,'ورودی نیروها'!M$4:Q$1048576,5,FALSE))","v":610},{"$f":"IF(K524=1,(L524*$C$6*(L524+3*M524)+$C$6^3)/3,IF(K524=2,(2*M524^2*$C$6*(M524+2*L524)+$C$6^3*(2*M524+L524))/(6*M524),IF(K524=3,M524*$C$6*(M524+6*L524)/6,($C$6*(L524+4*M524)+$C$6^3*(L524+M524))/(6*L524))))","v":3175500},{"$f":"IF(K524=1,(L524*$C$6*(L524+3*M524)+$C$6^3)/3,IF(K524=2,(2*M524^2*$C$6*(M524+2*L524)+$C$6^3*(2*M524+L524))/(6*(L524+M524)),IF(K524=3,(M524*$C$6*(M524+6*L524)+$C$6^3)/6,(L524^2*$C$6*(L524+4*M524)+$C$6^3*(L524+M524))/(6*(L524+2*M524)))))","v":3175500},{"$f":"IF(K524=1,(M524*$C$6*(M524+3*L524)+$C$6^3)/3,IF(K524=2,L524*$C$6*(L524+6*M524)/6,IF(K524=3,(2*L524^2*$C$6*(L524+2*M524)+$C$6^3*(2*L524+M524))/(6*L524),($C$6*(M524+4*L524)+$C$6^3*(M524+L524))/(6*M524))))","v":2855250},{"$f":"IF(K524=1,(M524*$C$6*(M524+3*L524)+$C$6^3)/3,IF(K524=2,(L524*$C$6*(L524+6*M524)+$C$6^3)/6,IF(K524=3,(2*L524^2*$C$6*(L524+2*M524)+$C$6^3*(2*L524+M524))/(6*(M524+L524)),(M524^2*$C$6*(M524+4*L524)+$C$6^3*(M524+L524))/(6*(M524+2*L524)))))","v":2855250},{"$f":"MAX(I524:J524)/MIN(I524:J524)","v":1.7777777777777777},{"$f":"IF(K524=1,40,IF(K524=4,20,30))","v":40},{"$f":"MIN(0.53*$C$5*(1+(2/S524))*SQRT($C$4),0.53*$C$5*(1+((T524*$C$6)/(2*N524)))*SQRT($C$4),1.06*$C$5*SQRT($C$4))","v":12.570053699169309},{"$f":"1-(1/((1+(2/3)*SQRT(L524/M524))))","v":0.42795410178053639},{"$f":"1-(1/((1+(2/3)*SQRT(M524/L524))))","v":0.37268226712382524},{"$f":"V524*G524","v":2444302.3010868896},{"$f":"W524*H524","v":192248.90888569699},{"$f":"N524*$C$6","v":54900},{"$f":"(F524/Z524)+(X524/MIN(O524:P524))+(Y524/MIN(Q524:R524))","v":3.6855144901918262},{"$f":"AA524/U524","v":0.29319799090718152},{"$f":"IF(AB524<=1,\"-\",F524/$C$5)","v":"-"},{"$f":"IF(AB524<=1,\"-\",3*U524*N524*$C$6/$C$5)","v":"-"},{"$f":"IF(AB524<=1,\"-\",IF(AC524<=AD524,\"OK\",\"NOT OK\"))","v":"-"},{"$f":"IF(AB524<=1,\"-\",IF(OR($C$6>=15,$C$6>=16*($C$8/10)),\"OK\",\"NOT OK\"))","v":"-"},{"$f":"IF(OR(AE524=\"NOT OK\",AF524=\"NOT OK\"),\"CANT USE\",IF(AB524<=1,\"-\",(AA524-U524)*N524/($C$5*$C$7)))","v":"-"}]
[null,{"$f":"'ورودی نیروها'!C518","v":"BASE"},{"$f":"'ورودی نیروها'!D518","v":6},{"$f":"'ورودی نیروها'!E518","v":"ACIS49"},"6 - ACIS49",{"$f":"ABS('ورودی نیروها'!H518)","v":128367.36},{"$f":"ABS('ورودی نیروها'!I518)","v":1375995.81},{"$f":"ABS('ورودی نیروها'!J518)","v":3692526.54},{"$f":"VLOOKUP(C525,'ورودی نیروها'!M$4:P$1000000,2,FALSE)","v":80},{"$f":"VLOOKUP(C525,'ورودی نیروها'!M$4:P$1000000,3,FALSE)","v":45},{"$f":"VLOOKUP(C525,'ورودی نیروها'!M$4:P$1000000,4,FALSE)","v":1},170,135,{"$f":"IF(VLOOKUP(C525,'ورودی نیروها'!M$4:Q$1048576,5,FALSE)=0,IF(K525=1,2*L525+2*M525,IF(K525=2,L525+2*M525,IF(K525=3,2*L525+M525,L525+M525))),VLOOKUP(C525,'ورودی نیروها'!M$4:Q$1048576,5,FALSE))","v":610},3175500,3175500,2855250,2855250,1.7777777777777777,40,12.570053699169309,0.42795410178053639,0.37268226712382524,588863.05092233163,1376139.1623420941,54900,3.0056107637043175,0.2391088244836172,"-","-","-","-","-"]
[null,{"$f":"'ورودی نیروها'!C519","v":"BASE"},{"$f":"'ورودی نیروها'!D519","v":6},{"$f":"'ورودی نیروها'!E519","v":"ACIS50"},"6 - ACIS50",{"$f":"ABS('ورودی نیروها'!H519)","v":56835.67},{"$f":"ABS('ورودی نیروها'!I519)","v":1426232.8970000001},{"$f":"ABS('ورودی نیروها'!J519)","v":3560454.46},{"$f":"VLOOKUP(C526,'ورودی نیروها'!M$4:P$1000000,2,FALSE)","v":80},{"$f":"VLOOKUP(C526,'ورودی نیروها'!M$4:P$1000000,3,FALSE)","v":45},{"$f":"VLOOKUP(C526,'ورودی نیروها'!M$4:P$1000000,4,FALSE)","v":1},170,135,{"$f":"IF(VLOOKUP(C526,'ورودی نیروها'!M$4:Q$1048576,5,FALSE)=0,IF(K526=1,2*L526+2*M526,IF(K526=2,L526+2*M526,IF(K526=3,2*L526+M526,L526+M526))),VLOOKUP(C526,'ورودی نیروها'!M$4:Q$1048576,5,FALSE))","v":610},3175500,3175500,2855250,2855250,1.7777777777777777,40,12.570053699169309,0.42795410178053639,0.37268226712382524,610362.21836548729,1326918.240143935,54900,1.6921971723532858,0.13462131609390934,"-","-","-","-","-"]
[null,{"$f":"'ورودی نیروها'!C520","v":"BASE"},{"$f":"'ورودی نیروها'!D520","v":6},{"$f":"'ورودی نیروها'!E520","v":"ACIS51"},"6 - ACIS51",{"$f":"ABS('ورودی نیروها'!H520)","v":73844.69},{"$f":"ABS('ورودی نیروها'!I520)","v":1918497.9380000001},{"$f":"ABS('ورودی نیروها'!J520)","v":3747792.76},{"$f":"VLOOKUP(C527,'ورودی نیروها'!M$4:P$1000000,2,FALSE)","v":80},{"$f":"VLOOKUP(C527,'ورودی نیروها'!M$4:P$1000000,3,FALSE)","v":45},{"$f":"VLOOKUP(C527,'ورودی نیروها'!M$4:P$1000000,4,FALSE)","v":1},170,135,{"$f":"IF(VLOOKUP(C527,'ورودی نیروها'!M$4:Q$1048576,5,FALSE)=0,IF(K527=1,2*L527+2*M527,IF(K527=2,L527+2*M527,IF(K527=3,2*L527+M527,L527+M527))),VLOOKUP(C527,'ورودی نیروها'!M$4:Q$1048576,5,FALSE))","v":610},3175500,3175500,2855250,2855250,1.7777777777777777,40,12.570053699169309,0.42795410178053639,0.37268226712382524,821029.06182460126,1396735.9025070581,54900,2.0928090830877304,0.16649165812442263,"-","-","-","-","-"]
[null,{"$f":"'ورودی نیروها'!C521","v":"BASE"},{"$f":"'ورودی نیروها'!D521","v":6},{"$f":"'ورودی نیروها'!E521","v":"ACIS52"},"6 - ACIS52",{"$f":"ABS('ورودی نیروها'!H521)","v":2313.0100000000002},{"$f":"ABS('ورودی نیروها'!I521)","v":1868260.852},{"$f":"ABS('ورودی نیروها'!J521)","v":3615720.68},{"$f":"VLOOKUP(C528,'ورودی نیروها'!M$4:P$1000000,2,FALSE)","v":80},{"$f":"VLOOKUP(C528,'ورودی نیروها'!M$4:P$1000000,3,FALSE)","v":45},{"$f":"VLOOKUP(C528,'ورودی نیروها'!M$4:P$1000000,4,FALSE)","v":1},170,135,{"$f":"IF(VLOOKUP(C528,'ورودی نیروها'!M$4:Q$1048576,5,FALSE)=0,IF(K528=1,2*L528+2*M528,IF(K528=2,L528+2*M528,IF(K528=3,2*L528+M528,L528+M528))),VLOOKUP(C528,'ورودی نیروها'!M$4:Q$1048576,5,FALSE))","v":610},3175500,3175500,2855250,2855250,1.7777777777777777,40,12.570053699169309,0.42795410178053639,0.37268226712382524,799529.89480939962,1347514.9803088992,54900,0.76585502376533787,6.0926949247317008E-2,"-","-","-","-","-"]
[null,{"$f":"'ورودی نیروها'!C522","v":"BASE"},{"$f":"'ورودی نیروها'!D522","v":6},{"$f":"'ورودی نیروها'!E522","v":"ACIS54"},"6 - ACIS54",{"$f":"ABS('ورودی نیروها'!H522)","v":308511.83},{"$f":"ABS('ورودی نیروها'!I522)","v":1652901.909},{"$f":"ABS('ورودی نیروها'!J522)","v":3050079.2760000001},{"$f":"VLOOKUP(C529,'ورودی نیروها'!M$4:P$1000000,2,FALSE)","v":80},{"$f":"VLOOKUP(C529,'ورودی نیروها'!M$4:P$1000000,3,FALSE)","v":45},{"$f":"VLOOKUP(C529,'ورودی نیروها'!M$4:P$1000000,4,FALSE)","v":1},170,135,{"$f":"IF(VLOOKUP(C529,'ورودی نیروها'!M$4:Q$1048576,5,FALSE)=0,IF(K529=1,2*L529+2*M529,IF(K529=2,L529+2*M529,IF(K529=3,2*L529+M529,L529+M529))),VLOOKUP(C529,'ورودی نیروها'!M$4:Q$1048576,5,FALSE))","v":610},3175500,3175500,2855250,2855250,1.7777777777777777,40,12.570053699169309,0.42795410178053639,0.37268226712382524,707366.15179742884,1136710.4594870755,54900,6.2403931342588823,0.49644920249396218,"-","-","-","-","-"]
[null,{"$f":"'ورودی نیروها'!C523","v":"BASE"},{"$f":"'ورودی نیروها'!D523","v":6},{"$f":"'ورودی نیروها'!E523","v":"ACIS55"},"6 - ACIS55",{"$f":"ABS('ورودی نیروها'!H523)","v":253989.17},{"$f":"ABS('ورودی نیروها'!I523)","v":1641591.8389999999},{"$f":"ABS('ورودی نیروها'!J523)","v":2994813.057},{"$f":"VLOOKUP(C530,'ورودی نیروها'!M$4:P$1000000,2,FALSE)","v":80},{"$f":"VLOOKUP(C530,'ورودی نیروها'!M$4:P$1000000,3,FALSE)","v":45},{"$f":"VLOOKUP(C530,'ورودی نیروها'!M$4:P$1000000,4,FALSE)","v":1},170,135,{"$f":"IF(VLOOKUP(C530,'ورودی نیروها'!M$4:Q$1048576,5,FALSE)=0,IF(K530=1,2*L530+2*M530,IF(K530=2,L530+2*M530,IF(K530=3,2*L530+M530,L530+M530))),VLOOKUP(C530,'ورودی نیروها'!M$4:Q$1048576,5,FALSE))","v":610},3175500,3175500,2855250,2855250,1.7777777777777777,40,12.570053699169309,0.42795410178053639,0.37268226712382524,702525.96094950382,1116113.7196947937,54900,5.2385284908178935,0.41674670738789932,"-","-","-","-","-"]
[null,{"$f":"'ورودی نیروها'!C524","v":"BASE"},{"$f":"'ورودی نیروها'!D524","v":6},{"$f":"'ورودی نیروها'!E524","v":"ACIS56"},"6 - ACIS56",{"$f":"ABS('ورودی نیروها'!H524)","v":182457.48},{"$f":"ABS('ورودی نیروها'!I524)","v":1591354.753},{"$f":"ABS('ورودی نیروها'!J524)","v":3126885.145},{"$f":"VLOOKUP(C531,'ورودی نیروها'!M$4:P$1000000,2,FALSE)","v":80},{"$f":"VLOOKUP(C531,'ورودی نیروها'!M$4:P$1000000,3,FALSE)","v":45},{"$f":"VLOOKUP(C531,'ورودی نیروها'!M$4:P$1000000,4,FALSE)","v":1},170,135,{"$f":"IF(VLOOKUP(C531,'ورودی نیروها'!M$4:Q$1048576,5,FALSE)=0,IF(K531=1,2*L531+2*M531,IF(K531=2,L531+2*M531,IF(K531=3,2*L531+M531,L531+M531))),VLOOKUP(C531,'ورودی نیروها'!M$4:Q$1048576,5,FALSE))","v":610},3175500,3175500,2855250,2855250,1.7777777777777777,40,12.570053699169309,0.42795410178053639,0.37268226712382524,681026.7939343024,1165334.6448744109,54900,3.946051737264106,0.31392481143695355,"-","-","-","-","-"]
[null,{"$f":"'ورودی نیروها'!C525","v":"BASE"},{"$f":"'ورودی نیروها'!D525","v":6},{"$f":"'ورودی نیروها'!E525","v":"ACIS57"},"6 - ACIS57",{"$f":"ABS('ورودی نیروها'!H525)","v":128779.01},{"$f":"ABS('ورودی نیروها'!I525)","v":1462298.2009999999},{"$f":"ABS('ورودی نیروها'!J525)","v":3721474.6},{"$f":"VLOOKUP(C532,'ورودی نیروها'!M$4:P$1000000,2,FALSE)","v":80},{"$f":"VLOOKUP(C532,'ورودی نیروها'!M$4:P$1000000,3,FALSE)","v":45},{"$f":"VLOOKUP(C532,'ورودی نیروها'!M$4:P$1000000,4,FALSE)","v":1},170,135,{"$f":"IF(VLOOKUP(C532,'ورودی نیروها'!M$4:Q$1048576,5,FALSE)=0,IF(K532=1,2*L532+2*M532,IF(K532=2,L532+2*M532,IF(K532=3,2*L532+M532,L532+M532))),VLOOKUP(C532,'ورودی نیروها'!M$4:Q$1048576,5,FALSE))","v":610},3175500,3175500,2855250,2855250,1.7777777777777777,40,12.570053699169309,0.42795410178053639,0.37268226712382524,625796.51314424921,1386927.5909717306,54900,3.0285181503679821,0.24093120227227999,"-","-","-","-","-"]
[null,{"$f":"'ورودی نیروها'!C526","v":"BASE"},{"$f":"'ورودی نیروها'!D526","v":6},{"$f":"'ورودی نیروها'!E526","v":"ACIS58"},"6 - ACIS58",{"$f":"ABS('ورودی نیروها'!H526)","v":57247.32},{"$f":"ABS('ورودی نیروها'!I526)","v":1512535.2879999999},{"$f":"ABS('ورودی نیروها'!J526)","v":3589402.51},{"$f":"VLOOKUP(C533,'ورودی نیروها'!M$4:P$1000000,2,FALSE)","v":80},{"$f":"VLOOKUP(C533,'ورودی نیروها'!M$4:P$1000000,3,FALSE)","v":45},{"$f":"VLOOKUP(C533,'ورودی نیروها'!M$4:P$1000000,4,FALSE)","v":1},170,135,{"$f":"IF(VLOOKUP(C533,'ورودی نیروها'!M$4:Q$1048576,5,FALSE)=0,IF(K533=1,2*L533+2*M533,IF(K533=2,L533+2*M533,IF(K533=3,2*L533+M533,L533+M533))),VLOOKUP(C533,'ورودی نیروها'!M$4:Q$1048576,5,FALSE))","v":610},3175500,3175500,2855250,2855250,1.7777777777777777,40,12.570053699169309,0.42795410178053639,0.37268226712382524,647295.68058740487,1337706.6650467487,54900,1.7151045577116979,0.13644369377873386,"-","-","-","-","-"]
[null,{"$f":"'ورودی نیروها'!C527","v":"BASE"},{"$f":"'ورودی نیروها'!D527","v":6},{"$f":"'ورودی نیروها'!E527","v":"ACIS59"},"6 - ACIS59",{"$f":"ABS('ورودی نیروها'!H527)","v":74256.350000000006},{"$f":"ABS('ورودی نیروها'!I527)","v":1832195.547},{"$f":"ABS('ورودی نیروها'!J527)","v":3776740.82},{"$f":"VLOOKUP(C534,'ورودی نیروها'!M$4:P$1000000,2,FALSE)","v":80},{"$f":"VLOOKUP(C534,'ورودی نیروها'!M$4:P$1000000,3,FALSE)","v":45},{"$f":"VLOOKUP(C534,'ورودی نیروها'!M$4:P$1000000,4,FALSE)","v":1},170,135,{"$f":"IF(VLOOKUP(C534,'ورودی نیروها'!M$4:Q$1048576,5,FALSE)=0,IF(K534=1,2*L534+2*M534,IF(K534=2,L534+2*M534,IF(K534=3,2*L534+M534,L534+M534))),VLOOKUP(C534,'ورودی نیروها'!M$4:Q$1048576,5,FALSE))","v":610},3175500,3175500,2855250,2855250,1.7777777777777777,40,12.570053699169309,0.42795410178053639,0.37268226712382524,784095.59960268356,1407524.3311366946,54900,2.0924551420774744,0.1664635006464415,"-","-","-","-","-"]
[null,{"$f":"'ورودی نیروها'!C528","v":"BASE"},{"$f":"'ورودی نیروها'!D528","v":6},{"$f":"'ورودی نیروها'!E528","v":"ACIS60"},"6 - ACIS60",{"$f":"ABS('ورودی نیروها'!H528)","v":2724.66},{"$f":"ABS('ورودی نیروها'!I528)","v":1781958.4609999999},{"$f":"ABS('ورودی نیروها'!J528)","v":3644668.73},{"$f":"VLOOKUP(C535,'ورودی نیروها'!M$4:P$1000000,2,FALSE)","v":80},{"$f":"VLOOKUP(C535,'ورودی نیروها'!M$4:P$1000000,3,FALSE)","v":45},{"$f":"VLOOKUP(C535,'ورودی نیروها'!M$4:P$1000000,4,FALSE)","v":1},170,135,{"$f":"IF(VLOOKUP(C535,'ورودی نیروها'!M$4:Q$1048576,5,FALSE)=0,IF(K535=1,2*L535+2*M535,IF(K535=2,L535+2*M535,IF(K535=3,2*L535+M535,L535+M535))),VLOOKUP(C535,'ورودی نیروها'!M$4:Q$1048576,5,FALSE))","v":610},3175500,3175500,2855250,2855250,1.7777777777777777,40,12.570053699169309,0.42795410178053639,0.37268226712382524,762596.43258748192,1358303.4052117129,54900,0.76550089930046683,6.0898777174759E-2,"-","-","-","-","-"]
[null,{"$f":"'ورودی نیروها'!C529","v":"BASE"},{"$f":"'ورودی نیروها'!D529","v":6},{"$f":"'ورودی نیروها'!E529","v":"ACIS61"},"6 - ACIS61",{"$f":"ABS('ورودی نیروها'!H529)","v":308100.18},{"$f":"ABS('ورودی نیروها'!I529)","v":1566599.5179999999},{"$f":"ABS('ورودی نیروها'!J529)","v":3079027.3280000002},{"$f":"VLOOKUP(C536,'ورودی نیروها'!M$4:P$1000000,2,FALSE)","v":80},{"$f":"VLOOKUP(C536,'ورودی نیروها'!M$4:P$1000000,3,FALSE)","v":45},{"$f":"VLOOKUP(C536,'ورودی نیروها'!M$4:P$1000000,4,FALSE)","v":1},170,135,{"$f":"IF(VLOOKUP(C536,'ورودی نیروها'!M$4:Q$1048576,5,FALSE)=0,IF(K536=1,2*L536+2*M536,IF(K536=2,L536+2*M536,IF(K536=3,2*L536+M536,L536+M536))),VLOOKUP(C536,'ورودی نیروها'!M$4:Q$1048576,5,FALSE))","v":610},3175500,3175500,2855250,2855250,1.7777777777777777,40,12.570053699169309,0.42795410178053639,0.37268226712382524,670432.68957551126,1147498.8851352539,54900,6.2250426530423111,0.49522800793235217,"-","-","-","-","-"]
[null,{"$f":"'ورودی نیروها'!C530","v":"BASE"},{"$f":"'ورودی نیروها'!D530","v":6},{"$f":"'ورودی نیروها'!E530","v":"ACIS62"},"6 - ACIS62",{"$f":"ABS('ورودی نیروها'!H530)","v":236568.49},{"$f":"ABS('ورودی نیروها'!I530)","v":1616836.605},{"$f":"ABS('ورودی نیروها'!J530)","v":3211099.4160000002},{"$f":"VLOOKUP(C537,'ورودی نیروها'!M$4:P$1000000,2,FALSE)","v":80},{"$f":"VLOOKUP(C537,'ورودی نیروها'!M$4:P$1000000,3,FALSE)","v":45},{"$f":"VLOOKUP(C537,'ورودی نیروها'!M$4:P$1000000,4,FALSE)","v":1},170,135,{"$f":"IF(VLOOKUP(C537,'ورودی نیروها'!M$4:Q$1048576,5,FALSE)=0,IF(K537=1,2*L537+2*M537,IF(K537=2,L537+2*M537,IF(K537=3,2*L537+M537,L537+M537))),VLOOKUP(C537,'ورودی نیروها'!M$4:Q$1048576,5,FALSE))","v":610},3175500,3175500,2855250,2855250,1.7777777777777777,40,12.570053699169309,0.42795410178053639,0.37268226712382524,691931.85701866692,1196719.8103148714,54900,4.9461065496092473,0.3934833269595428,"-","-","-","-","-"]
[null,{"$f":"'ورودی نیروها'!C531","v":"BASE"},{"$f":"'ورودی نیروها'!D531","v":6},{"$f":"'ورودی نیروها'!E531","v":"ACIS64"},"6 - ACIS64",{"$f":"ABS('ورودی نیروها'!H531)","v":253577.51},{"$f":"ABS('ورودی نیروها'!I531)","v":1727894.23},{"$f":"ABS('ورودی نیروها'!J531)","v":3023761.1090000002},{"$f":"VLOOKUP(C538,'ورودی نیروها'!M$4:P$1000000,2,FALSE)","v":80},{"$f":"VLOOKUP(C538,'ورودی نیروها'!M$4:P$1000000,3,FALSE)","v":45},{"$f":"VLOOKUP(C538,'ورودی نیروها'!M$4:P$1000000,4,FALSE)","v":1},170,135,{"$f":"IF(VLOOKUP(C538,'ورودی نیروها'!M$4:Q$1048576,5,FALSE)=0,IF(K538=1,2*L538+2*M538,IF(K538=2,L538+2*M538,IF(K538=3,2*L538+M538,L538+M538))),VLOOKUP(C538,'ورودی نیروها'!M$4:Q$1048576,5,FALSE))","v":610},3175500,3175500,2855250,2855250,1.7777777777777777,40,12.570053699169309,0.42795410178053639,0.37268226712382524,739459.42317142151,1126902.1453429721,54900,5.2464393372752429,0.41737604809293327,"-","-","-","-","-"]
[null,{"$f":"'ورودی نیروها'!C532","v":"BASE"},{"$f":"'ورودی نیروها'!D532","v":6},{"$f":"'ورودی نیروها'!E532","v":"ACIS65"},"6 - ACIS65",{"$f":"ABS('ورودی نیروها'!H532)","v":127955.7},{"$f":"ABS('ورودی نیروها'!I532)","v":1289693.419},{"$f":"ABS('ورودی نیروها'!J532)","v":3663578.49},{"$f":"VLOOKUP(C539,'ورودی نیروها'!M$4:P$1000000,2,FALSE)","v":80},{"$f":"VLOOKUP(C539,'ورودی نیروها'!M$4:P$1000000,3,FALSE)","v":45},{"$f":"VLOOKUP(C539,'ورودی نیروها'!M$4:P$1000000,4,FALSE)","v":1},170,135,{"$f":"IF(VLOOKUP(C539,'ورودی نیروها'!M$4:Q$1048576,5,FALSE)=0,IF(K539=1,2*L539+2*M539,IF(K539=2,L539+2*M539,IF(K539=3,2*L539+M539,L539+M539))),VLOOKUP(C539,'ورودی نیروها'!M$4:Q$1048576,5,FALSE))","v":610},3175500,3175500,2855250,2855250,1.7777777777777777,40,12.570053699169309,0.42795410178053639,0.37268226712382524,551929.58870041394,1365350.7374392804,54900,2.9827031961965429,0.23728643230805407,"-","-","-","-","-"]
[null,{"$f":"'ورودی نیروها'!C533","v":"BASE"},{"$f":"'ورودی نیروها'!D533","v":6},{"$f":"'ورودی نیروها'!E533","v":"ACIS67"},"6 - ACIS67",{"$f":"ABS('ورودی نیروها'!H533)","v":56424.02},{"$f":"ABS('ورودی نیروها'!I533)","v":1339930.5060000001},{"$f":"ABS('ورودی نیروها'!J533)","v":3531506.4},{"$f":"VLOOKUP(C540,'ورودی نیروها'!M$4:P$1000000,2,FALSE)","v":80},{"$f":"VLOOKUP(C540,'ورودی نیروها'!M$4:P$1000000,3,FALSE)","v":45},{"$f":"VLOOKUP(C540,'ورودی نیروها'!M$4:P$1000000,4,FALSE)","v":1},170,135,{"$f":"IF(VLOOKUP(C540,'ورودی نیروها'!M$4:Q$1048576,5,FALSE)=0,IF(K540=1,2*L540+2*M540,IF(K540=2,L540+2*M540,IF(K540=3,2*L540+M540,L540+M540))),VLOOKUP(C540,'ورودی نیروها'!M$4:Q$1048576,5,FALSE))","v":610},3175500,3175500,2855250,2855250,1.7777777777777777,40,12.570053699169309,0.42795410178053639,0.37268226712382524,573428.7561435696,1316129.8115142984,54900,1.6692897856896209,0.13279893830524653,"-","-","-","-","-"]
[null,{"$f":"'ورودی نیروها'!C534","v":"BASE"},{"$f":"'ورودی نیروها'!D534","v":6},{"$f":"'ورودی نیروها'!E534","v":"ACIS68"},"6 - ACIS68",{"$f":"ABS('ورودی نیروها'!H534)","v":1901.35},{"$f":"ABS('ورودی نیروها'!I534)","v":1954563.243},{"$f":"ABS('ورودی نیروها'!J534)","v":3586772.62},{"$f":"VLOOKUP(C541,'ورودی نیروها'!M$4:P$1000000,2,FALSE)","v":80},{"$f":"VLOOKUP(C541,'ورودی نیروها'!M$4:P$1000000,3,FALSE)","v":45},{"$f":"VLOOKUP(C541,'ورودی نیروها'!M$4:P$1000000,4,FALSE)","v":1},170,135,{"$f":"IF(VLOOKUP(C541,'ورودی نیروها'!M$4:Q$1048576,5,FALSE)=0,IF(K541=1,2*L541+2*M541,IF(K541=2,L541+2*M541,IF(K541=3,2*L541+M541,L541+M541))),VLOOKUP(C541,'ورودی نیروها'!M$4:Q$1048576,5,FALSE))","v":610},3175500,3175500,2855250,2855250,1.7777777777777777,40,12.570053699169309,0.42795410178053639,0.37268226712382524,836463.35703131731,1336726.5516792627,54900,0.76620896477559364,6.0955106725298122E-2,"-","-","-","-","-"]
[null,{"$f":"'ورودی نیروها'!C535","v":"BASE"},{"$f":"'ورودی نیروها'!D535","v":6},{"$f":"'ورودی نیروها'!E535","v":"ACIS69"},"6 - ACIS69",{"$f":"ABS('ورودی نیروها'!H535)","v":308923.48},{"$f":"ABS('ورودی نیروها'!I535)","v":1739204.3},{"$f":"ABS('ورودی نیروها'!J535)","v":3021131.2230000002},{"$f":"VLOOKUP(C542,'ورودی نیروها'!M$4:P$1000000,2,FALSE)","v":80},{"$f":"VLOOKUP(C542,'ورودی نیروها'!M$4:P$1000000,3,FALSE)","v":45},{"$f":"VLOOKUP(C542,'ورودی نیروها'!M$4:P$1000000,4,FALSE)","v":1},170,135,{"$f":"IF(VLOOKUP(C542,'ورودی نیروها'!M$4:Q$1048576,5,FALSE)=0,IF(K542=1,2*L542+2*M542,IF(K542=2,L542+2*M542,IF(K542=3,2*L542+M542,L542+M542))),VLOOKUP(C542,'ورودی نیروها'!M$4:Q$1048576,5,FALSE))","v":610},3175500,3175500,2855250,2855250,1.7777777777777777,40,12.570053699169309,0.42795410178053639,0.37268226712382524,744299.61401934654,1125922.033466215,54900,6.2557436153449286,0.49767039704518834,"-","-","-","-","-"]
[null,{"$f":"'ورودی نیروها'!C536","v":"BASE"},{"$f":"'ورودی نیروها'!D536","v":6},{"$f":"'ورودی نیروها'!E536","v":"ACIS70"},"6 - ACIS70",{"$f":"ABS('ورودی نیروها'!H536)","v":237391.8},{"$f":"ABS('ورودی نیروها'!I536)","v":1789441.3870000001},{"$f":"ABS('ورودی نیروها'!J536)","v":3153203.3110000002},{"$f":"VLOOKUP(C543,'ورودی نیروها'!M$4:P$1000000,2,FALSE)","v":80},{"$f":"VLOOKUP(C543,'ورودی نیروها'!M$4:P$1000000,3,FALSE)","v":45},{"$f":"VLOOKUP(C543,'ورودی نیروها'!M$4:P$1000000,4,FALSE)","v":1},170,135,{"$f":"IF(VLOOKUP(C543,'ورودی نیروها'!M$4:Q$1048576,5,FALSE)=0,IF(K543=1,2*L543+2*M543,IF(K543=2,L543+2*M543,IF(K543=3,2*L543+M543,L543+M543))),VLOOKUP(C543,'ورودی نیروها'!M$4:Q$1048576,5,FALSE))","v":610},3175500,3175500,2855250,2855250,1.7777777777777777,40,12.570053699169309,0.42795410178053639,0.37268226712382524,765798.7814625022,1175142.9586458323,54900,4.9768076940612263,0.39592573056311753,"-","-","-","-","-"]
[null,{"$f":"'ورودی نیروها'!C537","v":"BASE"},{"$f":"'ورودی نیروها'!D537","v":6},{"$f":"'ورودی نیروها'!E537","v":"ACIS71"},"6 - ACIS71",{"$f":"ABS('ورودی نیروها'!H537)","v":254400.82},{"$f":"ABS('ورودی نیروها'!I537)","v":1555289.4480000001},{"$f":"ABS('ورودی نیروها'!J537)","v":2965865.0040000002},{"$f":"VLOOKUP(C544,'ورودی نیروها'!M$4:P$1000000,2,FALSE)","v":80},{"$f":"VLOOKUP(C544,'ورودی نیروها'!M$4:P$1000000,3,FALSE)","v":45},{"$f":"VLOOKUP(C544,'ورودی نیروها'!M$4:P$1000000,4,FALSE)","v":1},170,135,{"$f":"IF(VLOOKUP(C544,'ورودی نیروها'!M$4:Q$1048576,5,FALSE)=0,IF(K544=1,2*L544+2*M544,IF(K544=2,L544+2*M544,IF(K544=3,2*L544+M544,L544+M544))),VLOOKUP(C544,'ورودی نیروها'!M$4:Q$1048576,5,FALSE))","v":610},3175500,3175500,2855250,2855250,1.7777777777777777,40,12.570053699169309,0.42795410178053639,0.37268226712382524,665592.49872758635,1105325.293673933,54900,5.2306174620806551,0.41611735218174289,"-","-","-","-","-"]
[null,{"$f":"'ورودی نیروها'!C538","v":"BASE"},{"$f":"'ورودی نیروها'!D538","v":6},{"$f":"'ورودی نیروها'!E538","v":"ACIS72"},"6 - ACIS72",{"$f":"ABS('ورودی نیروها'!H538)","v":182869.13},{"$f":"ABS('ورودی نیروها'!I538)","v":1505052.362},{"$f":"ABS('ورودی نیروها'!J538)","v":3097937.0920000002},{"$f":"VLOOKUP(C545,'ورودی نیروها'!M$4:P$1000000,2,FALSE)","v":80},{"$f":"VLOOKUP(C545,'ورودی نیروها'!M$4:P$1000000,3,FALSE)","v":45},{"$f":"VLOOKUP(C545,'ورودی نیروها'!M$4:P$1000000,4,FALSE)","v":1},170,135,{"$f":"IF(VLOOKUP(C545,'ورودی نیروها'!M$4:Q$1048576,5,FALSE)=0,IF(K545=1,2*L545+2*M545,IF(K545=2,L545+2*M545,IF(K545=3,2*L545+M545,L545+M545))),VLOOKUP(C545,'ورودی نیروها'!M$4:Q$1048576,5,FALSE))","v":610},3175500,3175500,2855250,2855250,1.7777777777777777,40,12.570053699169309,0.42795410178053639,0.37268226712382524,644093.33171238471,1154546.2188535505,54900,3.9381407085268685,0.31329545623079719,"-","-","-","-","-"]
[null,{"$f":"'ورودی نیروها'!C539","v":"BASE"},{"$f":"'ورودی نیروها'!D539","v":6},{"$f":"'ورودی نیروها'!E539","v":"ACIS73"},"6 - ACIS73",{"$f":"ABS('ورودی نیروها'!H539)","v":255027.7},{"$f":"ABS('ورودی نیروها'!I539)","v":5316488.9850000003},{"$f":"ABS('ورودی نیروها'!J539)","v":1268137.2520000001},{"$f":"VLOOKUP(C546,'ورودی نیروها'!M$4:P$1000000,2,FALSE)","v":80},{"$f":"VLOOKUP(C546,'ورودی نیروها'!M$4:P$1000000,3,FALSE)","v":45},{"$f":"VLOOKUP(C546,'ورودی نیروها'!M$4:P$1000000,4,FALSE)","v":1},170,135,{"$f":"IF(VLOOKUP(C546,'ورودی نیروها'!M$4:Q$1048576,5,FALSE)=0,IF(K546=1,2*L546+2*M546,IF(K546=2,L546+2*M546,IF(K546=3,2*L546+M546,L546+M546))),VLOOKUP(C546,'ورودی نیروها'!M$4:Q$1048576,5,FALSE))","v":610},3175500,3175500,2855250,2855250,1.7777777777777777,40,12.570053699169309,0.42795410178053639,0.37268226712382524,2275213.2682017908,472612.26609953772,54900,5.5273270207802199,0.43972183039643603,"-","-","-","-","-"]
[null,{"$f":"'ورودی نیروها'!C540","v":"BASE"},{"$f":"'ورودی نیروها'!D540","v":6},{"$f":"'ورودی نیروها'!E540","v":"ACIS74"},"6 - ACIS74",{"$f":"ABS('ورودی نیروها'!H540)","v":183496.01},{"$f":"ABS('ورودی نیروها'!I540)","v":5366726.0710000005},{"$f":"ABS('ورودی نیروها'!J540)","v":1136065.1640000001},{"$f":"VLOOKUP(C547,'ورودی نیروها'!M$4:P$1000000,2,FALSE)","v":80},{"$f":"VLOOKUP(C547,'ورودی نیروها'!M$4:P$1000000,3,FALSE)","v":45},{"$f":"VLOOKUP(C547,'ورودی نیروها'!M$4:P$1000000,4,FALSE)","v":1},170,135,{"$f":"IF(VLOOKUP(C547,'ورودی نیروها'!M$4:Q$1048576,5,FALSE)=0,IF(K547=1,2*L547+2*M547,IF(K547=2,L547+2*M547,IF(K547=3,2*L547+M547,L547+M547))),VLOOKUP(C547,'ورودی نیروها'!M$4:Q$1048576,5,FALSE))","v":610},3175500,3175500,2855250,2855250,1.7777777777777777,40,12.570053699169309,0.42795410178053639,0.37268226712382524,2296712.4352169922,423391.34091992036,54900,4.2139134282502191,0.33523432191293623,"-","-","-","-","-"]
[null,{"$f":"'ورودی نیروها'!C541","v":"BASE"},{"$f":"'ورودی نیروها'!D541","v":6},{"$f":"'ورودی نیروها'!E541","v":"ACIS75"},"6 - ACIS75",{"$f":"ABS('ورودی نیروها'!H541)","v":309071.03999999998},{"$f":"ABS('ورودی نیروها'!I541)","v":5399560.8150000004},{"$f":"ABS('ورودی نیروها'!J541)","v":754644.49399999995},{"$f":"VLOOKUP(C548,'ورودی نیروها'!M$4:P$1000000,2,FALSE)","v":80},{"$f":"VLOOKUP(C548,'ورودی نیروها'!M$4:P$1000000,3,FALSE)","v":45},{"$f":"VLOOKUP(C548,'ورودی نیروها'!M$4:P$1000000,4,FALSE)","v":1},170,135,{"$f":"IF(VLOOKUP(C548,'ورودی نیروها'!M$4:Q$1048576,5,FALSE)=0,IF(K548=1,2*L548+2*M548,IF(K548=2,L548+2*M548,IF(K548=3,2*L548+M548,L548+M548))),VLOOKUP(C548,'ورودی نیروها'!M$4:Q$1048576,5,FALSE))","v":610},3175500,3175500,2855250,2855250,1.7777777777777777,40,12.570053699169309,0.42795410178053639,0.37268226712382524,2310764.1985927061,281242.62089643191,54900,6.4558946147977023,0.51359324067361301,"-","-","-","-","-"]
[null,{"$f":"'ورودی نیروها'!C542","v":"BASE"},{"$f":"'ورودی نیروها'!D542","v":6},{"$f":"'ورودی نیروها'!E542","v":"ACIS76"},"6 - ACIS76",{"$f":"ABS('ورودی نیروها'!H542)","v":237539.35},{"$f":"ABS('ورودی نیروها'!I542)","v":5449797.9009999996},{"$f":"ABS('ورودی نیروها'!J542)","v":886716.58200000005},{"$f":"VLOOKUP(C549,'ورودی نیروها'!M$4:P$1000000,2,FALSE)","v":80},{"$f":"VLOOKUP(C549,'ورودی نیروها'!M$4:P$1000000,3,FALSE)","v":45},{"$f":"VLOOKUP(C549,'ورودی نیروها'!M$4:P$1000000,4,FALSE)","v":1},170,135,{"$f":"IF(VLOOKUP(C549,'ورودی نیروها'!M$4:Q$1048576,5,FALSE)=0,IF(K549=1,2*L549+2*M549,IF(K549=2,L549+2*M549,IF(K549=3,2*L549+M549,L549+M549))),VLOOKUP(C549,'ورودی نیروها'!M$4:Q$1048576,5,FALSE))","v":610},3175500,3175500,2855250,2855250,1.7777777777777777,40,12.570053699169309,0.42795410178053639,0.37268226712382524,2332263.3656079075,330463.54607604933,54900,5.1769585112298708,0.41184855969008227,"-","-","-","-","-"]
[null,{"$f":"'ورودی نیروها'!C543","v":"BASE"},{"$f":"'ورودی نیروها'!D543","v":6},{"$f":"'ورودی نیروها'!E543","v":"ACIS78"},"6 - ACIS78",{"$f":"ABS('ورودی نیروها'!H543)","v":73285.48},{"$f":"ABS('ورودی نیروها'!I543)","v":5665156.8399999999},{"$f":"ABS('ورودی نیروها'!J543)","v":1452357.9820000001},{"$f":"VLOOKUP(C550,'ورودی نیروها'!M$4:P$1000000,2,FALSE)","v":80},{"$f":"VLOOKUP(C550,'ورودی نیروها'!M$4:P$1000000,3,FALSE)","v":45},{"$f":"VLOOKUP(C550,'ورودی نیروها'!M$4:P$1000000,4,FALSE)","v":1},170,135,{"$f":"IF(VLOOKUP(C550,'ورودی نیروها'!M$4:Q$1048576,5,FALSE)=0,IF(K550=1,2*L550+2*M550,IF(K550=2,L550+2*M550,IF(K550=3,2*L550+M550,L550+M550))),VLOOKUP(C550,'ورودی نیروها'!M$4:Q$1048576,5,FALSE))","v":610},3175500,3175500,2855250,2855250,1.7777777777777777,40,12.570053699169309,0.42795410178053639,0.37268226712382524,2424427.106908062,541268.06540714379,54900,2.2879386146114031,0.18201502311502468,"-","-","-","-","-"]
[null,{"$f":"'ورودی نیروها'!C544","v":"BASE"},{"$f":"'ورودی نیروها'!D544","v":6},{"$f":"'ورودی نیروها'!E544","v":"ACIS79"},"6 - ACIS79",{"$f":"ABS('ورودی نیروها'!H544)","v":127328.83},{"$f":"ABS('ورودی نیروها'!I544)","v":5582085.0099999998},{"$f":"ABS('ورودی نیروها'!J544)","v":570423.76399999997},{"$f":"VLOOKUP(C551,'ورودی نیروها'!M$4:P$1000000,2,FALSE)","v":80},{"$f":"VLOOKUP(C551,'ورودی نیروها'!M$4:P$1000000,3,FALSE)","v":45},{"$f":"VLOOKUP(C551,'ورودی نیروها'!M$4:P$1000000,4,FALSE)","v":1},170,135,{"$f":"IF(VLOOKUP(C551,'ورودی نیروها'!M$4:Q$1048576,5,FALSE)=0,IF(K551=1,2*L551+2*M551,IF(K551=2,L551+2*M551,IF(K551=3,2*L551+M551,L551+M551))),VLOOKUP(C551,'ورودی نیروها'!M$4:Q$1048576,5,FALSE))","v":610},3175500,3175500,2855250,2855250,1.7777777777777777,40,12.570053699169309,0.42795410178053639,0.37268226712382524,2388876.1765171462,212586.82158882584,54900,3.1460247102722274,0.2502793373492217,"-","-","-","-","-"]
[null,{"$f":"'ورودی نیروها'!C545","v":"BASE"},{"$f":"'ورودی نیروها'!D545","v":6},{"$f":"'ورودی نیروها'!E545","v":"ACIS80"},"6 - ACIS80",{"$f":"ABS('ورودی نیروها'!H545)","v":55797.14},{"$f":"ABS('ورودی نیروها'!I545)","v":5531847.9299999997},{"$f":"ABS('ورودی نیروها'!J545)","v":702495.85199999996},{"$f":"VLOOKUP(C552,'ورودی نیروها'!M$4:P$1000000,2,FALSE)","v":80},{"$f":"VLOOKUP(C552,'ورودی نیروها'!M$4:P$1000000,3,FALSE)","v":45},{"$f":"VLOOKUP(C552,'ورودی نیروها'!M$4:P$1000000,4,FALSE)","v":1},170,135,{"$f":"IF(VLOOKUP(C552,'ورودی نیروها'!M$4:Q$1048576,5,FALSE)=0,IF(K552=1,2*L552+2*M552,IF(K552=2,L552+2*M552,IF(K552=3,2*L552+M552,L552+M552))),VLOOKUP(C552,'ورودی نیروها'!M$4:Q$1048576,5,FALSE))","v":610},3175500,3175500,2855250,2855250,1.7777777777777777,40,12.570053699169309,0.42795410178053639,0.37268226712382524,2367377.0120696696,261807.74676844318,54900,1.8535479575270446,0.14745744146260378,"-","-","-","-","-"]
[null,{"$f":"'ورودی نیروها'!C546","v":"BASE"},{"$f":"'ورودی نیروها'!D546","v":6},{"$f":"'ورودی نیروها'!E546","v":"ACIS81"},"6 - ACIS81",{"$f":"ABS('ورودی نیروها'!H546)","v":254547.79},{"$f":"ABS('ورودی نیروها'!I546)","v":5216147.8540000003},{"$f":"ABS('ورودی نیروها'!J546)","v":1234480.7250000001},{"$f":"VLOOKUP(C553,'ورودی نیروها'!M$4:P$1000000,2,FALSE)","v":80},{"$f":"VLOOKUP(C553,'ورودی نیروها'!M$4:P$1000000,3,FALSE)","v":45},{"$f":"VLOOKUP(C553,'ورودی نیروها'!M$4:P$1000000,4,FALSE)","v":1},170,135,{"$f":"IF(VLOOKUP(C553,'ورودی نیروها'!M$4:Q$1048576,5,FALSE)=0,IF(K553=1,2*L553+2*M553,IF(K553=2,L553+2*M553,IF(K553=3,2*L553+M553,L553+M553))),VLOOKUP(C553,'ورودی نیروها'!M$4:Q$1048576,5,FALSE))","v":610},3175500,3175500,2855250,2855250,1.7777777777777777,40,12.570053699169309,0.42795410178053639,0.37268226712382524,2232271.8696130426,460069.07531366346,54900,5.5006697431830833,0.43760113320332072,"-","-","-","-","-"]
[null,{"$f":"'ورودی نیروها'!C547","v":"BASE"},{"$f":"'ورودی نیروها'!D547","v":6},{"$f":"'ورودی نیروها'!E547","v":"ACIS82"},"6 - ACIS82",{"$f":"ABS('ورودی نیروها'!H547)","v":183016.11},{"$f":"ABS('ورودی نیروها'!I547)","v":5266384.9409999996},{"$f":"ABS('ورودی نیروها'!J547)","v":1102408.6370000001},{"$f":"VLOOKUP(C554,'ورودی نیروها'!M$4:P$1000000,2,FALSE)","v":80},{"$f":"VLOOKUP(C554,'ورودی نیروها'!M$4:P$1000000,3,FALSE)","v":45},{"$f":"VLOOKUP(C554,'ورودی نیروها'!M$4:P$1000000,4,FALSE)","v":1},170,135,{"$f":"IF(VLOOKUP(C554,'ورودی نیروها'!M$4:Q$1048576,5,FALSE)=0,IF(K554=1,2*L554+2*M554,IF(K554=2,L554+2*M554,IF(K554=3,2*L554+M554,L554+M554))),VLOOKUP(C554,'ورودی نیروها'!M$4:Q$1048576,5,FALSE))","v":610},3175500,3175500,2855250,2855250,1.7777777777777777,40,12.570053699169309,0.42795410178053639,0.37268226712382524,2253771.0370561979,410848.15013404615,54900,4.1872563329372108,0.33311363922128073,"-","-","-","-","-"]
[null,{"$f":"'ورودی نیروها'!C548","v":"BASE"},{"$f":"'ورودی نیروها'!D548","v":6},{"$f":"'ورودی نیروها'!E548","v":"ACIS83"},"6 - ACIS83",{"$f":"ABS('ورودی نیروها'!H548)","v":308591.13},{"$f":"ABS('ورودی نیروها'!I548)","v":5299219.6840000004},{"$f":"ABS('ورودی نیروها'!J548)","v":788301.02099999995},{"$f":"VLOOKUP(C555,'ورودی نیروها'!M$4:P$1000000,2,FALSE)","v":80},{"$f":"VLOOKUP(C555,'ورودی نیروها'!M$4:P$1000000,3,FALSE)","v":45},{"$f":"VLOOKUP(C555,'ورودی نیروها'!M$4:P$1000000,4,FALSE)","v":1},170,135,{"$f":"IF(VLOOKUP(C555,'ورودی نیروها'!M$4:Q$1048576,5,FALSE)=0,IF(K555=1,2*L555+2*M555,IF(K555=2,L555+2*M555,IF(K555=3,2*L555+M555,L555+M555))),VLOOKUP(C555,'ورودی نیروها'!M$4:Q$1048576,5,FALSE))","v":610},3175500,3175500,2855250,2855250,1.7777777777777777,40,12.570053699169309,0.42795410178053639,0.37268226712382524,2267822.8000039579,293785.81168230617,54900,6.438023391511658,0.51217151060676169,"-","-","-","-","-"]
[null,{"$f":"'ورودی نیروها'!C549","v":"BASE"},{"$f":"'ورودی نیروها'!D549","v":6},{"$f":"'ورودی نیروها'!E549","v":"ACIS84"},"6 - ACIS84",{"$f":"ABS('ورودی نیروها'!H549)","v":237059.45},{"$f":"ABS('ورودی نیروها'!I549)","v":5349456.7699999996},{"$f":"ABS('ورودی نیروها'!J549)","v":920373.10900000005},{"$f":"VLOOKUP(C556,'ورودی نیروها'!M$4:P$1000000,2,FALSE)","v":80},{"$f":"VLOOKUP(C556,'ورودی نیروها'!M$4:P$1000000,3,FALSE)","v":45},{"$f":"VLOOKUP(C556,'ورودی نیروها'!M$4:P$1000000,4,FALSE)","v":1},170,135,{"$f":"IF(VLOOKUP(C556,'ورودی نیروها'!M$4:Q$1048576,5,FALSE)=0,IF(K556=1,2*L556+2*M556,IF(K556=2,L556+2*M556,IF(K556=3,2*L556+M556,L556+M556))),VLOOKUP(C556,'ورودی نیروها'!M$4:Q$1048576,5,FALSE))","v":610},3175500,3175500,2855250,2855250,1.7777777777777777,40,12.570053699169309,0.42795410178053639,0.37268226712382524,2289321.9670191593,343006.73686192353,54900,5.1590874700931888,0.41042684411396962,"-","-","-","-","-"]
[null,{"$f":"'ورودی نیروها'!C550","v":"BASE"},{"$f":"'ورودی نیروها'!D550","v":6},{"$f":"'ورودی نیروها'!E550","v":"ACIS85"},"6 - ACIS85",{"$f":"ABS('ورودی نیروها'!H550)","v":73765.39},{"$f":"ABS('ورودی نیروها'!I550)","v":5564815.71},{"$f":"ABS('ورودی نیروها'!J550)","v":1486014.5090000001},{"$f":"VLOOKUP(C557,'ورودی نیروها'!M$4:P$1000000,2,FALSE)","v":80},{"$f":"VLOOKUP(C557,'ورودی نیروها'!M$4:P$1000000,3,FALSE)","v":45},{"$f":"VLOOKUP(C557,'ورودی نیروها'!M$4:P$1000000,4,FALSE)","v":1},170,135,{"$f":"IF(VLOOKUP(C557,'ورودی نیروها'!M$4:Q$1048576,5,FALSE)=0,IF(K557=1,2*L557+2*M557,IF(K557=2,L557+2*M557,IF(K557=3,2*L557+M557,L557+M557))),VLOOKUP(C557,'ورودی نیروها'!M$4:Q$1048576,5,FALSE))","v":610},3175500,3175500,2855250,2855250,1.7777777777777777,40,12.570053699169309,0.42795410178053639,0.37268226712382524,2381485.7087472677,553811.25619301805,54900,2.2875504515694161,0.18198414313222772,"-","-","-","-","-"]
[null,{"$f":"'ورودی نیروها'!C551","v":"BASE"},{"$f":"'ورودی نیروها'!D551","v":6},{"$f":"'ورودی نیروها'!E551","v":"ACIS86"},"6 - ACIS86",{"$f":"ABS('ورودی نیروها'!H551)","v":2233.6999999999998},{"$f":"ABS('ورودی نیروها'!I551)","v":5514578.6299999999},{"$f":"ABS('ورودی نیروها'!J551)","v":1353942.4210000001},{"$f":"VLOOKUP(C558,'ورودی نیروها'!M$4:P$1000000,2,FALSE)","v":80},{"$f":"VLOOKUP(C558,'ورودی نیروها'!M$4:P$1000000,3,FALSE)","v":45},{"$f":"VLOOKUP(C558,'ورودی نیروها'!M$4:P$1000000,4,FALSE)","v":1},170,135,{"$f":"IF(VLOOKUP(C558,'ورودی نیروها'!M$4:Q$1048576,5,FALSE)=0,IF(K558=1,2*L558+2*M558,IF(K558=2,L558+2*M558,IF(K558=3,2*L558+M558,L558+M558))),VLOOKUP(C558,'ورودی نیروها'!M$4:Q$1048576,5,FALSE))","v":610},3175500,3175500,2855250,2855250,1.7777777777777777,40,12.570053699169309,0.42795410178053639,0.37268226712382524,2359986.5442997911,504590.33101340069,54900,0.96059620986206351,7.6419419745640746E-2,"-","-","-","-","-"]
[null,{"$f":"'ورودی نیروها'!C552","v":"BASE"},{"$f":"'ورودی نیروها'!D552","v":6},{"$f":"'ورودی نیروها'!E552","v":"ACIS87"},"6 - ACIS87",{"$f":"ABS('ورودی نیروها'!H552)","v":127808.73},{"$f":"ABS('ورودی نیروها'!I552)","v":5481743.8799999999},{"$f":"ABS('ورودی نیروها'!J552)","v":536767.23699999996},{"$f":"VLOOKUP(C559,'ورودی نیروها'!M$4:P$1000000,2,FALSE)","v":80},{"$f":"VLOOKUP(C559,'ورودی نیروها'!M$4:P$1000000,3,FALSE)","v":45},{"$f":"VLOOKUP(C559,'ورودی نیروها'!M$4:P$1000000,4,FALSE)","v":1},170,135,{"$f":"IF(VLOOKUP(C559,'ورودی نیروها'!M$4:Q$1048576,5,FALSE)=0,IF(K559=1,2*L559+2*M559,IF(K559=2,L559+2*M559,IF(K559=3,2*L559+M559,L559+M559))),VLOOKUP(C559,'ورودی نیروها'!M$4:Q$1048576,5,FALSE))","v":610},3175500,3175500,2855250,2855250,1.7777777777777777,40,12.570053699169309,0.42795410178053639,0.37268226712382524,2345934.7783563524,200043.63080295161,54900,3.136850310769784,0.24954947574942202,"-","-","-","-","-"]
[null,{"$f":"'ورودی نیروها'!C553","v":"BASE"},{"$f":"'ورودی نیروها'!D553","v":6},{"$f":"'ورودی نیروها'!E553","v":"ACIS88"},"6 - ACIS88",{"$f":"ABS('ورودی نیروها'!H553)","v":56277.04},{"$f":"ABS('ورودی نیروها'!I553)","v":5431506.7999999998},{"$f":"ABS('ورودی نیروها'!J553)","v":668839.32499999995},{"$f":"VLOOKUP(C560,'ورودی نیروها'!M$4:P$1000000,2,FALSE)","v":80},{"$f":"VLOOKUP(C560,'ورودی نیروها'!M$4:P$1000000,3,FALSE)","v":45},{"$f":"VLOOKUP(C560,'ورودی نیروها'!M$4:P$1000000,4,FALSE)","v":1},170,135,{"$f":"IF(VLOOKUP(C560,'ورودی نیروها'!M$4:Q$1048576,5,FALSE)=0,IF(K560=1,2*L560+2*M560,IF(K560=2,L560+2*M560,IF(K560=3,2*L560+M560,L560+M560))),VLOOKUP(C560,'ورودی نیروها'!M$4:Q$1048576,5,FALSE))","v":610},3175500,3175500,2855250,2855250,1.7777777777777777,40,12.570053699169309,0.42795410178053639,0.37268226712382524,2324435.6139088753,249264.55598256894,54900,1.8443735580246015,0.14672757986280416,"-","-","-","-","-"]
[null,{"$f":"'ورودی نیروها'!C554","v":"BASE"},{"$f":"'ورودی نیروها'!D554","v":6},{"$f":"'ورودی نیروها'!E554","v":"ACIS89"},"6 - ACIS89",{"$f":"ABS('ورودی نیروها'!H554)","v":255507.6},{"$f":"ABS('ورودی نیروها'!I554)","v":5416830.1150000002},{"$f":"ABS('ورودی نیروها'!J554)","v":1301793.7790000001},{"$f":"VLOOKUP(C561,'ورودی نیروها'!M$4:P$1000000,2,FALSE)","v":80},{"$f":"VLOOKUP(C561,'ورودی نیروها'!M$4:P$1000000,3,FALSE)","v":45},{"$f":"VLOOKUP(C561,'ورودی نیروها'!M$4:P$1000000,4,FALSE)","v":1},170,135,{"$f":"IF(VLOOKUP(C561,'ورودی نیروها'!M$4:Q$1048576,5,FALSE)=0,IF(K561=1,2*L561+2*M561,IF(K561=2,L561+2*M561,IF(K561=3,2*L561+M561,L561+M561))),VLOOKUP(C561,'ورودی نیروها'!M$4:Q$1048576,5,FALSE))","v":610},3175500,3175500,2855250,2855250,1.7777777777777777,40,12.570053699169309,0.42795410178053639,0.37268226712382524,2318154.6663625846,485155.45688541193,54900,5.5539841160932282,0.44184251308809147,"-","-","-","-","-"]
[null,{"$f":"'ورودی نیروها'!C555","v":"BASE"},{"$f":"'ورودی نیروها'!D555","v":6},{"$f":"'ورودی نیروها'!E555","v":"ACIS90"},"6 - ACIS90",{"$f":"ABS('ورودی نیروها'!H555)","v":183975.92},{"$f":"ABS('ورودی نیروها'!I555)","v":5467067.2019999996},{"$f":"ABS('ورودی نیروها'!J555)","v":1169721.6910000001},{"$f":"VLOOKUP(C562,'ورودی نیروها'!M$4:P$1000000,2,FALSE)","v":80},{"$f":"VLOOKUP(C562,'ورودی نیروها'!M$4:P$1000000,3,FALSE)","v":45},{"$f":"VLOOKUP(C562,'ورودی نیروها'!M$4:P$1000000,4,FALSE)","v":1},170,135,{"$f":"IF(VLOOKUP(C562,'ورودی نیروها'!M$4:Q$1048576,5,FALSE)=0,IF(K562=1,2*L562+2*M562,IF(K562=2,L562+2*M562,IF(K562=3,2*L562+M562,L562+M562))),VLOOKUP(C562,'ورودی نیروها'!M$4:Q$1048576,5,FALSE))","v":610},3175500,3175500,2855250,2855250,1.7777777777777777,40,12.570053699169309,0.42795410178053639,0.37268226712382524,2339653.8338057403,435934.53170579462,54900,4.2405707058473565,0.33735501910605159,"-","-","-","-","-"]
[null,{"$f":"'ورودی نیروها'!C556","v":"BASE"},{"$f":"'ورودی نیروها'!D556","v":6},{"$f":"'ورودی نیروها'!E556","v":"ACIS91"},"6 - ACIS91",{"$f":"ABS('ورودی نیروها'!H556)","v":309550.94},{"$f":"ABS('ورودی نیروها'!I556)","v":5499901.9450000003},{"$f":"ABS('ورودی نیروها'!J556)","v":720987.96799999999},{"$f":"VLOOKUP(C563,'ورودی نیروها'!M$4:P$1000000,2,FALSE)","v":80},{"$f":"VLOOKUP(C563,'ورودی نیروها'!M$4:P$1000000,3,FALSE)","v":45},{"$f":"VLOOKUP(C563,'ورودی نیروها'!M$4:P$1000000,4,FALSE)","v":1},170,135,{"$f":"IF(VLOOKUP(C563,'ورودی نیروها'!M$4:Q$1048576,5,FALSE)=0,IF(K563=1,2*L563+2*M563,IF(K563=2,L563+2*M563,IF(K563=3,2*L563+M563,L563+M563))),VLOOKUP(C563,'ورودی نیروها'!M$4:Q$1048576,5,FALSE))","v":610},3175500,3175500,2855250,2855250,1.7777777777777777,40,12.570053699169309,0.42795410178053639,0.37268226712382524,2353705.5967535004,268699.43048323994,54900,6.4737656559301433,0.51501495624938831,"-","-","-","-","-"]
[null,{"$f":"'ورودی نیروها'!C557","v":"BASE"},{"$f":"'ورودی نیروها'!D557","v":6},{"$f":"'ورودی نیروها'!E557","v":"ACIS92"},"6 - ACIS92",{"$f":"ABS('ورودی نیروها'!H557)","v":238019.26},{"$f":"ABS('ورودی نیروها'!I557)","v":5550139.0319999997},{"$f":"ABS('ورودی نیروها'!J557)","v":853060.05500000005},{"$f":"VLOOKUP(C564,'ورودی نیروها'!M$4:P$1000000,2,FALSE)","v":80},{"$f":"VLOOKUP(C564,'ورودی نیروها'!M$4:P$1000000,3,FALSE)","v":45},{"$f":"VLOOKUP(C564,'ورودی نیروها'!M$4:P$1000000,4,FALSE)","v":1},170,135,{"$f":"IF(VLOOKUP(C564,'ورودی نیروها'!M$4:Q$1048576,5,FALSE)=0,IF(K564=1,2*L564+2*M564,IF(K564=2,L564+2*M564,IF(K564=3,2*L564+M564,L564+M564))),VLOOKUP(C564,'ورودی نیروها'!M$4:Q$1048576,5,FALSE))","v":610},3175500,3175500,2855250,2855250,1.7777777777777777,40,12.570053699169309,0.42795410178053639,0.37268226712382524,2375204.7641966557,317920.35529017507,54900,5.1948297345159169,0.41327028975693375,"-","-","-","-","-"]
[null,{"$f":"'ورودی نیروها'!C558","v":"BASE"},{"$f":"'ورودی نیروها'!D558","v":6},{"$f":"'ورودی نیروها'!E558","v":"ACIS93"},"6 - ACIS93",{"$f":"ABS('ورودی نیروها'!H558)","v":72805.58},{"$f":"ABS('ورودی نیروها'!I558)","v":5765497.9699999997},{"$f":"ABS('ورودی نیروها'!J558)","v":1418701.4550000001},{"$f":"VLOOKUP(C565,'ورودی نیروها'!M$4:P$1000000,2,FALSE)","v":80},{"$f":"VLOOKUP(C565,'ورودی نیروها'!M$4:P$1000000,3,FALSE)","v":45},{"$f":"VLOOKUP(C565,'ورودی نیروها'!M$4:P$1000000,4,FALSE)","v":1},170,135,{"$f":"IF(VLOOKUP(C565,'ورودی نیروها'!M$4:Q$1048576,5,FALSE)=0,IF(K565=1,2*L565+2*M565,IF(K565=2,L565+2*M565,IF(K565=3,2*L565+M565,L565+M565))),VLOOKUP(C565,'ورودی نیروها'!M$4:Q$1048576,5,FALSE))","v":610},3175500,3175500,2855250,2855250,1.7777777777777777,40,12.570053699169309,0.42795410178053639,0.37268226712382524,2467368.5050688558,528724.87462126953,54900,2.2883269598027534,0.18204591758856029,"-","-","-","-","-"]
[null,{"$f":"'ورودی نیروها'!C559","v":"BASE"},{"$f":"'ورودی نیروها'!D559","v":6},{"$f":"'ورودی نیروها'!E559","v":"ACIS94"},"6 - ACIS94",{"$f":"ABS('ورودی نیروها'!H559)","v":1273.8900000000001},{"$f":"ABS('ورودی نیروها'!I559)","v":5715260.8899999997},{"$f":"ABS('ورودی نیروها'!J559)","v":1286629.368},{"$f":"VLOOKUP(C566,'ورودی نیروها'!M$4:P$1000000,2,FALSE)","v":80},{"$f":"VLOOKUP(C566,'ورودی نیروها'!M$4:P$1000000,3,FALSE)","v":45},{"$f":"VLOOKUP(C566,'ورودی نیروها'!M$4:P$1000000,4,FALSE)","v":1},170,135,{"$f":"IF(VLOOKUP(C566,'ورودی نیروها'!M$4:Q$1048576,5,FALSE)=0,IF(K566=1,2*L566+2*M566,IF(K566=2,L566+2*M566,IF(K566=3,2*L566+M566,L566+M566))),VLOOKUP(C566,'ورودی نیروها'!M$4:Q$1048576,5,FALSE))","v":610},3175500,3175500,2855250,2855250,1.7777777777777777,40,12.570053699169309,0.42795410178053639,0.37268226712382524,2445869.3406213787,479503.94981433445,54900,0.96137271822592618,7.6481194212357134E-2,"-","-","-","-","-"]
[null,{"$f":"'ورودی نیروها'!C560","v":"BASE"},{"$f":"'ورودی نیروها'!D560","v":6},{"$f":"'ورودی نیروها'!E560","v":"ACIS95"},"6 - ACIS95",{"$f":"ABS('ورودی نیروها'!H560)","v":126848.92},{"$f":"ABS('ورودی نیروها'!I560)","v":5682426.1399999997},{"$f":"ABS('ورودی نیروها'!J560)","v":604080.29099999997},{"$f":"VLOOKUP(C567,'ورودی نیروها'!M$4:P$1000000,2,FALSE)","v":80},{"$f":"VLOOKUP(C567,'ورودی نیروها'!M$4:P$1000000,3,FALSE)","v":45},{"$f":"VLOOKUP(C567,'ورودی نیروها'!M$4:P$1000000,4,FALSE)","v":1},170,135,{"$f":"IF(VLOOKUP(C567,'ورودی نیروها'!M$4:Q$1048576,5,FALSE)=0,IF(K567=1,2*L567+2*M567,IF(K567=2,L567+2*M567,IF(K567=3,2*L567+M567,L567+M567))),VLOOKUP(C567,'ورودی نیروها'!M$4:Q$1048576,5,FALSE))","v":610},3175500,3175500,2855250,2855250,1.7777777777777777,40,12.570053699169309,0.42795410178053639,0.37268226712382524,2431817.5746779405,225130.01237470008,54900,3.1551989276253076,0.25100918445828269,"-","-","-","-","-"]
[null,{"$f":"'ورودی نیروها'!C561","v":"BASE"},{"$f":"'ورودی نیروها'!D561","v":6},{"$f":"'ورودی نیروها'!E561","v":"ACIS96"},"6 - ACIS96",{"$f":"ABS('ورودی نیروها'!H561)","v":55317.23},{"$f":"ABS('ورودی نیروها'!I561)","v":5632189.0599999996},{"$f":"ABS('ورودی نیروها'!J561)","v":736152.37899999996},{"$f":"VLOOKUP(C568,'ورودی نیروها'!M$4:P$1000000,2,FALSE)","v":80},{"$f":"VLOOKUP(C568,'ورودی نیروها'!M$4:P$1000000,3,FALSE)","v":45},{"$f":"VLOOKUP(C568,'ورودی نیروها'!M$4:P$1000000,4,FALSE)","v":1},170,135,{"$f":"IF(VLOOKUP(C568,'ورودی نیروها'!M$4:Q$1048576,5,FALSE)=0,IF(K568=1,2*L568+2*M568,IF(K568=2,L568+2*M568,IF(K568=3,2*L568+M568,L568+M568))),VLOOKUP(C568,'ورودی نیروها'!M$4:Q$1048576,5,FALSE))","v":610},3175500,3175500,2855250,2855250,1.7777777777777777,40,12.570053699169309,0.42795410178053639,0.37268226712382524,2410318.4102304634,274350.93755431741,54900,1.8627221748801253,0.14818728857166483,"-","-","-","-","-"]
[null,{"$f":"'ورودی نیروها'!C562","v":"BASE"},{"$f":"'ورودی نیروها'!D562","v":7},{"$f":"'ورودی نیروها'!E562","v":"ACIB01"},"7 - ACIB01",{"$f":"ABS('ورودی نیروها'!H562)","v":258630.57},{"$f":"ABS('ورودی نیروها'!I562)","v":150454.30499999999},{"$f":"ABS('ورودی نیروها'!J562)","v":423983.81300000002},{"$f":"VLOOKUP(C569,'ورودی نیروها'!M$4:P$1000000,2,FALSE)","v":80},{"$f":"VLOOKUP(C569,'ورودی نیروها'!M$4:P$1000000,3,FALSE)","v":45},{"$f":"VLOOKUP(C569,'ورودی نیروها'!M$4:P$1000000,4,FALSE)","v":1},170,135,{"$f":"IF(VLOOKUP(C569,'ورودی نیروها'!M$4:Q$1048576,5,FALSE)=0,IF(K569=1,2*L569+2*M569,IF(K569=2,L569+2*M569,IF(K569=3,2*L569+M569,L569+M569))),VLOOKUP(C569,'ورودی نیروها'!M$4:Q$1048576,5,FALSE))","v":610},3175500,3175500,2855250,2855250,1.7777777777777777,40,12.570053699169309,0.42795410178053639,0.37268226712382524,64387.536955289863,158011.24865264399,54900,4.7865562905114878,0.38079044092133091,"-","-","-","-","-"]
[null,{"$f":"'ورودی نیروها'!C563","v":"BASE"},{"$f":"'ورودی نیروها'!D563","v":7},{"$f":"'ورودی نیروها'!E563","v":"ACIB02"},"7 - ACIB02",{"$f":"ABS('ورودی نیروها'!H563)","v":302793.96000000002},{"$f":"ABS('ورودی نیروها'!I563)","v":191592.334},{"$f":"ABS('ورودی نیروها'!J563)","v":551023.14899999998},{"$f":"VLOOKUP(C570,'ورودی نیروها'!M$4:P$1000000,2,FALSE)","v":80},{"$f":"VLOOKUP(C570,'ورودی نیروها'!M$4:P$1000000,3,FALSE)","v":45},{"$f":"VLOOKUP(C570,'ورودی نیروها'!M$4:P$1000000,4,FALSE)","v":1},170,135,{"$f":"IF(VLOOKUP(C570,'ورودی نیروها'!M$4:Q$1048576,5,FALSE)=0,IF(K570=1,2*L570+2*M570,IF(K570=2,L570+2*M570,IF(K570=3,2*L570+M570,L570+M570))),VLOOKUP(C570,'ورودی نیروها'!M$4:Q$1048576,5,FALSE))","v":610},3175500,3175500,2855250,2855250,1.7777777777777777,40,12.570053699169309,0.42795410178053639,0.37268226712382524,81992.725205006529,205356.55640702933,54900,5.6131155351293884,0.44654666316185515,"-","-","-","-","-"]
[null,{"$f":"'ورودی نیروها'!C564","v":"BASE"},{"$f":"'ورودی نیروها'!D564","v":7},{"$f":"'ورودی نیروها'!E564","v":"ACIS01"},"7 - ACIS01",{"$f":"ABS('ورودی نیروها'!H564)","v":427044.38},{"$f":"ABS('ورودی نیروها'!I564)","v":1602964.4310000001},{"$f":"ABS('ورودی نیروها'!J564)","v":2842729.8769999999},{"$f":"VLOOKUP(C571,'ورودی نیروها'!M$4:P$1000000,2,FALSE)","v":80},{"$f":"VLOOKUP(C571,'ورودی نیروها'!M$4:P$1000000,3,FALSE)","v":45},{"$f":"VLOOKUP(C571,'ورودی نیروها'!M$4:P$1000000,4,FALSE)","v":1},170,135,{"$f":"IF(VLOOKUP(C571,'ورودی نیروها'!M$4:Q$1048576,5,FALSE)=0,IF(K571=1,2*L571+2*M571,IF(K571=2,L571+2*M571,IF(K571=3,2*L571+M571,L571+M571))),VLOOKUP(C571,'ورودی نیروها'!M$4:Q$1048576,5,FALSE))","v":610},3175500,3175500,2855250,2855250,1.7777777777777777,40,12.570053699169309,0.42795410178053639,0.37268226712382524,685995.20325475361,1059435.0153809928,54900,8.3656616926487501,0.66552314674690649,"-","-","-","-","-"]
[null,{"$f":"'ورودی نیروها'!C565","v":"BASE"},{"$f":"'ورودی نیروها'!D565","v":7},{"$f":"'ورودی نیروها'!E565","v":"ACIS02"},"7 - ACIS02",{"$f":"ABS('ورودی نیروها'!H565)","v":351897.37},{"$f":"ABS('ورودی نیروها'!I565)","v":1648188.5009999999},{"$f":"ABS('ورودی نیروها'!J565)","v":2970004.7429999998},{"$f":"VLOOKUP(C572,'ورودی نیروها'!M$4:P$1000000,2,FALSE)","v":80},{"$f":"VLOOKUP(C572,'ورودی نیروها'!M$4:P$1000000,3,FALSE)","v":45},{"$f":"VLOOKUP(C572,'ورودی نیروها'!M$4:P$1000000,4,FALSE)","v":1},170,135,{"$f":"IF(VLOOKUP(C572,'ورودی نیروها'!M$4:Q$1048576,5,FALSE)=0,IF(K572=1,2*L572+2*M572,IF(K572=2,L572+2*M572,IF(K572=3,2*L572+M572,L572+M572))),VLOOKUP(C572,'ورودی نیروها'!M$4:Q$1048576,5,FALSE))","v":610},3175500,3175500,2855250,2855250,1.7777777777777777,40,12.570053699169309,0.42795410178053639,0.37268226712382524,705349.0295104637,1106868.1009897538,54900,7.0195710156012288,0.55843604041764094,"-","-","-","-","-"]
[null,{"$f":"'ورودی نیروها'!C566","v":"BASE"},{"$f":"'ورودی نیروها'!D566","v":7},{"$f":"'ورودی نیروها'!E566","v":"ACIS03"},"7 - ACIS03",{"$f":"ABS('ورودی نیروها'!H566)","v":371936.49},{"$f":"ABS('ورودی نیروها'!I566)","v":1745396.743},{"$f":"ABS('ورودی نیروها'!J566)","v":2808957.7140000002},{"$f":"VLOOKUP(C573,'ورودی نیروها'!M$4:P$1000000,2,FALSE)","v":80},{"$f":"VLOOKUP(C573,'ورودی نیروها'!M$4:P$1000000,3,FALSE)","v":45},{"$f":"VLOOKUP(C573,'ورودی نیروها'!M$4:P$1000000,4,FALSE)","v":1},170,135,{"$f":"IF(VLOOKUP(C573,'ورودی نیروها'!M$4:Q$1048576,5,FALSE)=0,IF(K573=1,2*L573+2*M573,IF(K573=2,L573+2*M573,IF(K573=3,2*L573+M573,L573+M573))),VLOOKUP(C573,'ورودی نیروها'!M$4:Q$1048576,5,FALSE))","v":610},3175500,3175500,2855250,2855250,1.7777777777777777,40,12.570053699169309,0.42795410178053639,0.37268226712382524,746949.69540123874,1046848.7291084776,54900,7.3766621113471214,0.58684412078801285,"-","-","-","-","-"]
[null,{"$f":"'ورودی نیروها'!C567","v":"BASE"},{"$f":"'ورودی نیروها'!D567","v":7},{"$f":"'ورودی نیروها'!E567","v":"ACIS04"},"7 - ACIS04",{"$f":"ABS('ورودی نیروها'!H567)","v":296789.48},{"$f":"ABS('ورودی نیروها'!I567)","v":1700172.6740000001},{"$f":"ABS('ورودی نیروها'!J567)","v":2936232.5789999999},{"$f":"VLOOKUP(C574,'ورودی نیروها'!M$4:P$1000000,2,FALSE)","v":80},{"$f":"VLOOKUP(C574,'ورودی نیروها'!M$4:P$1000000,3,FALSE)","v":45},{"$f":"VLOOKUP(C574,'ورودی نیروها'!M$4:P$1000000,4,FALSE)","v":1},170,135,{"$f":"IF(VLOOKUP(C574,'ورودی نیروها'!M$4:Q$1048576,5,FALSE)=0,IF(K574=1,2*L574+2*M574,IF(K574=2,L574+2*M574,IF(K574=3,2*L574+M574,L574+M574))),VLOOKUP(C574,'ورودی نیروها'!M$4:Q$1048576,5,FALSE))","v":610},3175500,3175500,2855250,2855250,1.7777777777777777,40,12.570053699169309,0.42795410178053639,0.37268226712382524,727595.86957348278,1094281.8143445563,54900,6.0183819672871781,0.47878729171100537,"-","-","-","-","-"]
[null,{"$f":"'ورودی نیروها'!C568","v":"BASE"},{"$f":"'ورودی نیروها'!D568","v":7},{"$f":"'ورودی نیروها'!E568","v":"ACIS05"},"7 - ACIS05",{"$f":"ABS('ورودی نیروها'!H568)","v":247965.48},{"$f":"ABS('ورودی نیروها'!I568)","v":1363961.632},{"$f":"ABS('ورودی نیروها'!J568)","v":3897572.5380000002},{"$f":"VLOOKUP(C575,'ورودی نیروها'!M$4:P$1000000,2,FALSE)","v":80},{"$f":"VLOOKUP(C575,'ورودی نیروها'!M$4:P$1000000,3,FALSE)","v":45},{"$f":"VLOOKUP(C575,'ورودی نیروها'!M$4:P$1000000,4,FALSE)","v":1},170,135,{"$f":"IF(VLOOKUP(C575,'ورودی نیروها'!M$4:Q$1048576,5,FALSE)=0,IF(K575=1,2*L575+2*M575,IF(K575=2,L575+2*M575,IF(K575=3,2*L575+M575,L575+M575))),VLOOKUP(C575,'ورودی نیروها'!M$4:Q$1048576,5,FALSE))","v":610},3175500,3175500,2855250,2855250,1.7777777777777777,40,12.570053699169309,0.42795410178053639,0.37268226712382524,583712.97508567455,1452556.1697414014,54900,5.2092247626563504,0.41441547405645546,"-","-","-","-","-"]
[null,{"$f":"'ورودی نیروها'!C569","v":"BASE"},{"$f":"'ورودی نیروها'!D569","v":7},{"$f":"'ورودی نیروها'!E569","v":"ACIS06"},"7 - ACIS06",{"$f":"ABS('ورودی نیروها'!H569)","v":172818.46},{"$f":"ABS('ورودی نیروها'!I569)","v":1409185.7009999999},{"$f":"ABS('ورودی نیروها'!J569)","v":3770297.6719999998},{"$f":"VLOOKUP(C576,'ورودی نیروها'!M$4:P$1000000,2,FALSE)","v":80},{"$f":"VLOOKUP(C576,'ورودی نیروها'!M$4:P$1000000,3,FALSE)","v":45},{"$f":"VLOOKUP(C576,'ورودی نیروها'!M$4:P$1000000,4,FALSE)","v":1},170,135,{"$f":"IF(VLOOKUP(C576,'ورودی نیروها'!M$4:Q$1048576,5,FALSE)=0,IF(K576=1,2*L576+2*M576,IF(K576=2,L576+2*M576,IF(K576=3,2*L576+M576,L576+M576))),VLOOKUP(C576,'ورودی نیروها'!M$4:Q$1048576,5,FALSE))","v":610},3175500,3175500,2855250,2855250,1.7777777777777777,40,12.570053699169309,0.42795410178053639,0.37268226712382524,603066.80091343052,1405123.0841326404,54900,3.8299087317223806,0.30468515277508162,"-","-","-","-","-"]
[null,{"$f":"'ورودی نیروها'!C570","v":"BASE"},{"$f":"'ورودی نیروها'!D570","v":7},{"$f":"'ورودی نیروها'!E570","v":"ACIS07"},"7 - ACIS07",{"$f":"ABS('ورودی نیروها'!H570)","v":192857.59},{"$f":"ABS('ورودی نیروها'!I570)","v":1984399.5430000001},{"$f":"ABS('ورودی نیروها'!J570)","v":3931344.7009999999},{"$f":"VLOOKUP(C577,'ورودی نیروها'!M$4:P$1000000,2,FALSE)","v":80},{"$f":"VLOOKUP(C577,'ورودی نیروها'!M$4:P$1000000,3,FALSE)","v":45},{"$f":"VLOOKUP(C577,'ورودی نیروها'!M$4:P$1000000,4,FALSE)","v":1},170,135,{"$f":"IF(VLOOKUP(C577,'ورودی نیروها'!M$4:Q$1048576,5,FALSE)=0,IF(K577=1,2*L577+2*M577,IF(K577=2,L577+2*M577,IF(K577=3,2*L577+M577,L577+M577))),VLOOKUP(C577,'ورودی نیروها'!M$4:Q$1048576,5,FALSE))","v":610},3175500,3175500,2855250,2855250,1.7777777777777777,40,12.570053699169309,0.42795410178053639,0.37268226712382524,849231.92399827193,1465142.4560139168,54900,4.2934610278480614,0.34156266397905638,"-","-","-","-","-"]
[null,{"$f":"'ورودی نیروها'!C571","v":"BASE"},{"$f":"'ورودی نیروها'!D571","v":7},{"$f":"'ورودی نیروها'!E571","v":"ACIS08"},"7 - ACIS08",{"$f":"ABS('ورودی نیروها'!H571)","v":117710.57},{"$f":"ABS('ورودی نیروها'!I571)","v":1939175.4739999999},{"$f":"ABS('ورودی نیروها'!J571)","v":3804069.8360000001},{"$f":"VLOOKUP(C578,'ورودی نیروها'!M$4:P$1000000,2,FALSE)","v":80},{"$f":"VLOOKUP(C578,'ورودی نیروها'!M$4:P$1000000,3,FALSE)","v":45},{"$f":"VLOOKUP(C578,'ورودی نیروها'!M$4:P$1000000,4,FALSE)","v":1},170,135,{"$f":"IF(VLOOKUP(C578,'ورودی نیروها'!M$4:Q$1048576,5,FALSE)=0,IF(K578=1,2*L578+2*M578,IF(K578=2,L578+2*M578,IF(K578=3,2*L578+M578,L578+M578))),VLOOKUP(C578,'ورودی نیروها'!M$4:Q$1048576,5,FALSE))","v":610},3175500,3175500,2855250,2855250,1.7777777777777777,40,12.570053699169309,0.42795410178053639,0.37268226712382524,829878.09817051585,1417709.3707778382,54900,2.9019555302974869,0.23086261998142954,"-","-","-","-","-"]
[null,{"$f":"'ورودی نیروها'!C572","v":"BASE"},{"$f":"'ورودی نیروها'!D572","v":7},{"$f":"'ورودی نیروها'!E572","v":"ACIS09"},"7 - ACIS09",{"$f":"ABS('ورودی نیروها'!H572)","v":426762.38},{"$f":"ABS('ورودی نیروها'!I572)","v":1520091.469},{"$f":"ABS('ورودی نیروها'!J572)","v":2871761.6179999998},{"$f":"VLOOKUP(C579,'ورودی نیروها'!M$4:P$1000000,2,FALSE)","v":80},{"$f":"VLOOKUP(C579,'ورودی نیروها'!M$4:P$1000000,3,FALSE)","v":45},{"$f":"VLOOKUP(C579,'ورودی نیروها'!M$4:P$1000000,4,FALSE)","v":1},170,135,{"$f":"IF(VLOOKUP(C579,'ورودی نیروها'!M$4:Q$1048576,5,FALSE)=0,IF(K579=1,2*L579+2*M579,IF(K579=2,L579+2*M579,IF(K579=3,2*L579+M579,L579+M579))),VLOOKUP(C579,'ورودی نیروها'!M$4:Q$1048576,5,FALSE))","v":610},3175500,3175500,2855250,2855250,1.7777777777777777,40,12.570053699169309,0.42795410178053639,0.37268226712382524,650529.37924015115,1070254.6304354244,54900,8.3531458769164555,0.66452746160252862,"-","-","-","-","-"]
[null,{"$f":"'ورودی نیروها'!C573","v":"BASE"},{"$f":"'ورودی نیروها'!D573","v":7},{"$f":"'ورودی نیروها'!E573","v":"ACIS10"},"7 - ACIS10",{"$f":"ABS('ورودی نیروها'!H573)","v":351615.36},{"$f":"ABS('ورودی نیروها'!I573)","v":1565315.5379999999},{"$f":"ABS('ورودی نیروها'!J573)","v":2999036.483},{"$f":"VLOOKUP(C580,'ورودی نیروها'!M$4:P$1000000,2,FALSE)","v":80},{"$f":"VLOOKUP(C580,'ورودی نیروها'!M$4:P$1000000,3,FALSE)","v":45},{"$f":"VLOOKUP(C580,'ورودی نیروها'!M$4:P$1000000,4,FALSE)","v":1},170,135,{"$f":"IF(VLOOKUP(C580,'ورودی نیروها'!M$4:Q$1048576,5,FALSE)=0,IF(K580=1,2*L580+2*M580,IF(K580=2,L580+2*M580,IF(K580=3,2*L580+M580,L580+M580))),VLOOKUP(C580,'ورودی نیروها'!M$4:Q$1048576,5,FALSE))","v":610},3175500,3175500,2855250,2855250,1.7777777777777777,40,12.570053699169309,0.42795410178053639,0.37268226712382524,669883.20506790699,1117687.7156715035,54900,7.0070550174542801,0.55744034076141946,"-","-","-","-","-"]
[null,{"$f":"'ورودی نیروها'!C574","v":"BASE"},{"$f":"'ورودی نیروها'!D574","v":7},{"$f":"'ورودی نیروها'!E574","v":"ACIS11"},"7 - ACIS11",{"$f":"ABS('ورودی نیروها'!H574)","v":371654.49},{"$f":"ABS('ورودی نیروها'!I574)","v":1828269.706},{"$f":"ABS('ورودی نیروها'!J574)","v":2837989.4539999999},{"$f":"VLOOKUP(C581,'ورودی نیروها'!M$4:P$1000000,2,FALSE)","v":80},{"$f":"VLOOKUP(C581,'ورودی نیروها'!M$4:P$1000000,3,FALSE)","v":45},{"$f":"VLOOKUP(C581,'ورودی نیروها'!M$4:P$1000000,4,FALSE)","v":1},170,135,{"$f":"IF(VLOOKUP(C581,'ورودی نیروها'!M$4:Q$1048576,5,FALSE)=0,IF(K581=1,2*L581+2*M581,IF(K581=2,L581+2*M581,IF(K581=3,2*L581+M581,L581+M581))),VLOOKUP(C581,'ورودی نیروها'!M$4:Q$1048576,5,FALSE))","v":610},3175500,3175500,2855250,2855250,1.7777777777777777,40,12.570053699169309,0.42795410178053639,0.37268226712382524,782415.51984379534,1057668.3437902268,54900,7.3864834545008859,0.58762544944330841,"-","-","-","-","-"]
[null,{"$f":"'ورودی نیروها'!C575","v":"BASE"},{"$f":"'ورودی نیروها'!D575","v":7},{"$f":"'ورودی نیروها'!E575","v":"ACIS12"},"7 - ACIS12",{"$f":"ABS('ورودی نیروها'!H575)","v":338226.74},{"$f":"ABS('ورودی نیروها'!I575)","v":1559821.2720000001},{"$f":"ABS('ورودی نیروها'!J575)","v":2489159.0410000002},{"$f":"VLOOKUP(C582,'ورودی نیروها'!M$4:P$1000000,2,FALSE)","v":80},{"$f":"VLOOKUP(C582,'ورودی نیروها'!M$4:P$1000000,3,FALSE)","v":45},{"$f":"VLOOKUP(C582,'ورودی نیروها'!M$4:P$1000000,4,FALSE)","v":1},170,135,{"$f":"IF(VLOOKUP(C582,'ورودی نیروها'!M$4:Q$1048576,5,FALSE)=0,IF(K582=1,2*L582+2*M582,IF(K582=2,L582+2*M582,IF(K582=3,2*L582+M582,L582+M582))),VLOOKUP(C582,'ورودی نیروها'!M$4:Q$1048576,5,FALSE))","v":610},3175500,3175500,2855250,2855250,1.7777777777777777,40,12.570053699169309,0.42795410178053639,0.37268226712382524,667531.91139693384,927665.43463164673,54900,6.6958898203891799,0.53268585645196387,"-","-","-","-","-"]
[null,{"$f":"'ورودی نیروها'!C576","v":"BASE"},{"$f":"'ورودی نیروها'!D576","v":7},{"$f":"'ورودی نیروها'!E576","v":"ACIS13"},"7 - ACIS13",{"$f":"ABS('ورودی نیروها'!H576)","v":248247.49},{"$f":"ABS('ورودی نیروها'!I576)","v":1446834.595},{"$f":"ABS('ورودی نیروها'!J576)","v":3926604.2779999999},{"$f":"VLOOKUP(C583,'ورودی نیروها'!M$4:P$1000000,2,FALSE)","v":80},{"$f":"VLOOKUP(C583,'ورودی نیروها'!M$4:P$1000000,3,FALSE)","v":45},{"$f":"VLOOKUP(C583,'ورودی نیروها'!M$4:P$1000000,4,FALSE)","v":1},170,135,{"$f":"IF(VLOOKUP(C583,'ورودی نیروها'!M$4:Q$1048576,5,FALSE)=0,IF(K583=1,2*L583+2*M583,IF(K583=2,L583+2*M583,IF(K583=3,2*L583+M583,L583+M583))),VLOOKUP(C583,'ورودی نیروها'!M$4:Q$1048576,5,FALSE))","v":610},3175500,3175500,2855250,2855250,1.7777777777777777,40,12.570053699169309,0.42795410178053639,0.37268226712382524,619178.79952823115,1463375.7844231508,54900,5.2293195120031921,0.41601409486013347,"-","-","-","-","-"]
[null,{"$f":"'ورودی نیروها'!C577","v":"BASE"},{"$f":"'ورودی نیروها'!D577","v":7},{"$f":"'ورودی نیروها'!E577","v":"ACIS14"},"7 - ACIS14",{"$f":"ABS('ورودی نیروها'!H577)","v":173100.47},{"$f":"ABS('ورودی نیروها'!I577)","v":1492058.6640000001},{"$f":"ABS('ورودی نیروها'!J577)","v":3799329.4130000002},{"$f":"VLOOKUP(C584,'ورودی نیروها'!M$4:P$1000000,2,FALSE)","v":80},{"$f":"VLOOKUP(C584,'ورودی نیروها'!M$4:P$1000000,3,FALSE)","v":45},{"$f":"VLOOKUP(C584,'ورودی نیروها'!M$4:P$1000000,4,FALSE)","v":1},170,135,{"$f":"IF(VLOOKUP(C584,'ورودی نیروها'!M$4:Q$1048576,5,FALSE)=0,IF(K584=1,2*L584+2*M584,IF(K584=2,L584+2*M584,IF(K584=3,2*L584+M584,L584+M584))),VLOOKUP(C584,'ورودی نیروها'!M$4:Q$1048576,5,FALSE))","v":610},3175500,3175500,2855250,2855250,1.7777777777777777,40,12.570053699169309,0.42795410178053639,0.37268226712382524,638532.62535598723,1415942.6991870722,54900,3.8500034811997486,0.30628377358914349,"-","-","-","-","-"]
[null,{"$f":"'ورودی نیروها'!C578","v":"BASE"},{"$f":"'ورودی نیروها'!D578","v":7},{"$f":"'ورودی نیروها'!E578","v":"ACIS15"},"7 - ACIS15",{"$f":"ABS('ورودی نیروها'!H578)","v":193139.6},{"$f":"ABS('ورودی نیروها'!I578)","v":1901526.58},{"$f":"ABS('ورودی نیروها'!J578)","v":3960376.4419999998},{"$f":"VLOOKUP(C585,'ورودی نیروها'!M$4:P$1000000,2,FALSE)","v":80},{"$f":"VLOOKUP(C585,'ورودی نیروها'!M$4:P$1000000,3,FALSE)","v":45},{"$f":"VLOOKUP(C585,'ورودی نیروها'!M$4:P$1000000,4,FALSE)","v":1},170,135,{"$f":"IF(VLOOKUP(C585,'ورودی نیروها'!M$4:Q$1048576,5,FALSE)=0,IF(K585=1,2*L585+2*M585,IF(K585=2,L585+2*M585,IF(K585=3,2*L585+M585,L585+M585))),VLOOKUP(C585,'ورودی نیروها'!M$4:Q$1048576,5,FALSE))","v":610},3175500,3175500,2855250,2855250,1.7777777777777777,40,12.570053699169309,0.42795410178053639,0.37268226712382524,813766.09955571534,1475962.0710683486,54900,4.2912186181740797,0.34138427097233998,"-","-","-","-","-"]
[null,{"$f":"'ورودی نیروها'!C579","v":"BASE"},{"$f":"'ورودی نیروها'!D579","v":7},{"$f":"'ورودی نیروها'!E579","v":"ACIS16"},"7 - ACIS16",{"$f":"ABS('ورودی نیروها'!H579)","v":117992.58},{"$f":"ABS('ورودی نیروها'!I579)","v":1856302.5109999999},{"$f":"ABS('ورودی نیروها'!J579)","v":3833101.577},{"$f":"VLOOKUP(C586,'ورودی نیروها'!M$4:P$1000000,2,FALSE)","v":80},{"$f":"VLOOKUP(C586,'ورودی نیروها'!M$4:P$1000000,3,FALSE)","v":45},{"$f":"VLOOKUP(C586,'ورودی نیروها'!M$4:P$1000000,4,FALSE)","v":1},170,135,{"$f":"IF(VLOOKUP(C586,'ورودی نیروها'!M$4:Q$1048576,5,FALSE)=0,IF(K586=1,2*L586+2*M586,IF(K586=2,L586+2*M586,IF(K586=3,2*L586+M586,L586+M586))),VLOOKUP(C586,'ورودی نیروها'!M$4:Q$1048576,5,FALSE))","v":610},3175500,3175500,2855250,2855250,1.7777777777777777,40,12.570053699169309,0.42795410178053639,0.37268226712382524,794412.27372795925,1428528.9858322698,54900,2.8997131206235047,0.23068422697471308,"-","-","-","-","-"]
[null,{"$f":"'ورودی نیروها'!C580","v":"BASE"},{"$f":"'ورودی نیروها'!D580","v":7},{"$f":"'ورودی نیروها'!E580","v":"ACIS17"},"7 - ACIS17",{"$f":"ABS('ورودی نیروها'!H580)","v":427326.39},{"$f":"ABS('ورودی نیروها'!I580)","v":1685837.3940000001},{"$f":"ABS('ورودی نیروها'!J580)","v":2813698.1370000001},{"$f":"VLOOKUP(C587,'ورودی نیروها'!M$4:P$1000000,2,FALSE)","v":80},{"$f":"VLOOKUP(C587,'ورودی نیروها'!M$4:P$1000000,3,FALSE)","v":45},{"$f":"VLOOKUP(C587,'ورودی نیروها'!M$4:P$1000000,4,FALSE)","v":1},170,135,{"$f":"IF(VLOOKUP(C587,'ورودی نیروها'!M$4:Q$1048576,5,FALSE)=0,IF(K587=1,2*L587+2*M587,IF(K587=2,L587+2*M587,IF(K587=3,2*L587+M587,L587+M587))),VLOOKUP(C587,'ورودی نیروها'!M$4:Q$1048576,5,FALSE))","v":610},3175500,3175500,2855250,2855250,1.7777777777777777,40,12.570053699169309,0.42795410178053639,0.37268226712382524,721461.02769731032,1048615.4006992434,54900,8.3781776907956989,0.66651884640312797,"-","-","-","-","-"]
[null,{"$f":"'ورودی نیروها'!C581","v":"BASE"},{"$f":"'ورودی نیروها'!D581","v":7},{"$f":"'ورودی نیروها'!E581","v":"ACIS18"},{"$f":"CONCATENATE(C588,\" - \",D588)","v":"7 - ACIS18"},{"$f":"ABS('ورودی نیروها'!H581)","v":352179.38},{"$f":"ABS('ورودی نیروها'!I581)","v":1731061.463},{"$f":"ABS('ورودی نیروها'!J581)","v":2940973.0019999999},{"$f":"VLOOKUP(C588,'ورودی نیروها'!M$4:P$1000000,2,FALSE)","v":80},{"$f":"VLOOKUP(C588,'ورودی نیروها'!M$4:P$1000000,3,FALSE)","v":45},{"$f":"VLOOKUP(C588,'ورودی نیروها'!M$4:P$1000000,4,FALSE)","v":1},{"$f":"IF(OR(K588=1,K588=2),I588+$C$6,I588+($C$6/2))","v":170},{"$f":"IF(OR(K588=1,K588=3),J588+$C$6,J588+($C$6/2))","v":135},{"$f":"IF(VLOOKUP(C588,'ورودی نیروها'!M$4:Q$1048576,5,FALSE)=0,IF(K588=1,2*L588+2*M588,IF(K588=2,L588+2*M588,IF(K588=3,2*L588+M588,L588+M588))),VLOOKUP(C588,'ورودی نیروها'!M$4:Q$1048576,5,FALSE))","v":610},{"$f":"IF(K588=1,(L588*$C$6*(L588+3*M588)+$C$6^3)/3,IF(K588=2,(2*M588^2*$C$6*(M588+2*L588)+$C$6^3*(2*M588+L588))/(6*M588),IF(K588=3,M588*$C$6*(M588+6*L588)/6,($C$6*(L588+4*M588)+$C$6^3*(L588+M588))/(6*L588))))","v":3175500},{"$f":"IF(K588=1,(L588*$C$6*(L588+3*M588)+$C$6^3)/3,IF(K588=2,(2*M588^2*$C$6*(M588+2*L588)+$C$6^3*(2*M588+L588))/(6*(L588+M588)),IF(K588=3,(M588*$C$6*(M588+6*L588)+$C$6^3)/6,(L588^2*$C$6*(L588+4*M588)+$C$6^3*(L588+M588))/(6*(L588+2*M588)))))","v":3175500},{"$f":"IF(K588=1,(M588*$C$6*(M588+3*L588)+$C$6^3)/3,IF(K588=2,L588*$C$6*(L588+6*M588)/6,IF(K588=3,(2*L588^2*$C$6*(L588+2*M588)+$C$6^3*(2*L588+M588))/(6*L588),($C$6*(M588+4*L588)+$C$6^3*(M588+L588))/(6*M588))))","v":2855250},{"$f":"IF(K588=1,(M588*$C$6*(M588+3*L588)+$C$6^3)/3,IF(K588=2,(L588*$C$6*(L588+6*M588)+$C$6^3)/6,IF(K588=3,(2*L588^2*$C$6*(L588+2*M588)+$C$6^3*(2*L588+M588))/(6*(M588+L588)),(M588^2*$C$6*(M588+4*L588)+$C$6^3*(M588+L588))/(6*(M588+2*L588)))))","v":2855250},{"$f":"MAX(I588:J588)/MIN(I588:J588)","v":1.7777777777777777},{"$f":"IF(K588=1,40,IF(K588=4,20,30))","v":40},{"$f":"MIN(0.53*$C$5*(1+(2/S588))*SQRT($C$4),0.53*$C$5*(1+((T588*$C$6)/(2*N588)))*SQRT($C$4),1.06*$C$5*SQRT($C$4))","v":12.570053699169309},{"$f":"1-(1/((1+(2/3)*SQRT(L588/M588))))","v":0.42795410178053639},{"$f":"1-(1/((1+(2/3)*SQRT(M588/L588))))","v":0.37268226712382524},{"$f":"V588*G588","v":740814.85352506617},{"$f":"W588*H588","v":1096048.4859353222},{"$f":"N588*$C$6","v":54900},{"$f":"(F588/Z588)+(X588/MIN(O588:P588))+(Y588/MIN(Q588:R588))","v":7.0320870134828839},{"$f":"AA588/U588","v":0.5594317400527572},{"$f":"IF(AB588<=1,\"-\",F588/$C$5)","v":"-"},{"$f":"IF(AB588<=1,\"-\",3*U588*N588*$C$6/$C$5)","v":"-"},{"$f":"IF(AB588<=1,\"-\",IF(AC588<=AD588,\"OK\",\"NOT OK\"))","v":"-"},{"$f":"IF(AB588<=1,\"-\",IF(OR($C$6>=15,$C$6>=16*($C$8/10)),\"OK\",\"NOT OK\"))","v":"-"},{"$f":"IF(OR(AE588=\"NOT OK\",AF588=\"NOT OK\"),\"CANT USE\",IF(AB588<=1,\"-\",(AA588-U588)*N588/($C$5*$C$7)))","v":"-"}]
[null,{"$f":"'ورودی نیروها'!C582","v":"BASE"},{"$f":"'ورودی نیروها'!D582","v":7},{"$f":"'ورودی نیروها'!E582","v":"ACIS19"},"7 - ACIS19",{"$f":"ABS('ورودی نیروها'!H582)","v":372218.5},{"$f":"ABS('ورودی نیروها'!I582)","v":1662523.78},{"$f":"ABS('ورودی نیروها'!J582)","v":2779925.9730000002},{"$f":"VLOOKUP(C589,'ورودی نیروها'!M$4:P$1000000,2,FALSE)","v":80},{"$f":"VLOOKUP(C589,'ورودی نیروها'!M$4:P$1000000,3,FALSE)","v":45},{"$f":"VLOOKUP(C589,'ورودی نیروها'!M$4:P$1000000,4,FALSE)","v":1},170,135,{"$f":"IF(VLOOKUP(C589,'ورودی نیروها'!M$4:Q$1048576,5,FALSE)=0,IF(K589=1,2*L589+2*M589,IF(K589=2,L589+2*M589,IF(K589=3,2*L589+M589,L589+M589))),VLOOKUP(C589,'ورودی نیروها'!M$4:Q$1048576,5,FALSE))","v":610},3175500,3175500,2855250,2855250,1.7777777777777777,40,12.570053699169309,0.42795410178053639,0.37268226712382524,711483.87095868215,1036029.1140540459,54900,7.3668409502121941,0.58606280661307208,"-","-","-","-","-"]
[null,{"$f":"'ورودی نیروها'!C583","v":"BASE"},{"$f":"'ورودی نیروها'!D583","v":7},{"$f":"'ورودی نیروها'!E583","v":"ACIS20"},"7 - ACIS20",{"$f":"ABS('ورودی نیروها'!H583)","v":352179.38},{"$f":"ABS('ورودی نیروها'!I583)","v":1731061.463},{"$f":"ABS('ورودی نیروها'!J583)","v":2940973.0019999999},{"$f":"VLOOKUP(C590,'ورودی نیروها'!M$4:P$1000000,2,FALSE)","v":80},{"$f":"VLOOKUP(C590,'ورودی نیروها'!M$4:P$1000000,3,FALSE)","v":45},{"$f":"VLOOKUP(C590,'ورودی نیروها'!M$4:P$1000000,4,FALSE)","v":1},170,135,{"$f":"IF(VLOOKUP(C590,'ورودی نیروها'!M$4:Q$1048576,5,FALSE)=0,IF(K590=1,2*L590+2*M590,IF(K590=2,L590+2*M590,IF(K590=3,2*L590+M590,L590+M590))),VLOOKUP(C590,'ورودی نیروها'!M$4:Q$1048576,5,FALSE))","v":610},3175500,3175500,2855250,2855250,1.7777777777777777,40,12.570053699169309,0.42795410178053639,0.37268226712382524,740814.85352506617,1096048.4859353222,54900,7.0320870134828839,0.5594317400527572,"-","-","-","-","-"]
[null,{"$f":"'ورودی نیروها'!C584","v":"BASE"},{"$f":"'ورودی نیروها'!D584","v":7},{"$f":"'ورودی نیروها'!E584","v":"ACIS21"},"7 - ACIS21",{"$f":"ABS('ورودی نیروها'!H584)","v":247683.47},{"$f":"ABS('ورودی نیروها'!I584)","v":1281088.669},{"$f":"ABS('ورودی نیروها'!J584)","v":3868540.7969999998},{"$f":"VLOOKUP(C591,'ورودی نیروها'!M$4:P$1000000,2,FALSE)","v":80},{"$f":"VLOOKUP(C591,'ورودی نیروها'!M$4:P$1000000,3,FALSE)","v":45},{"$f":"VLOOKUP(C591,'ورودی نیروها'!M$4:P$1000000,4,FALSE)","v":1},170,135,{"$f":"IF(VLOOKUP(C591,'ورودی نیروها'!M$4:Q$1048576,5,FALSE)=0,IF(K591=1,2*L591+2*M591,IF(K591=2,L591+2*M591,IF(K591=3,2*L591+M591,L591+M591))),VLOOKUP(C591,'ورودی نیروها'!M$4:Q$1048576,5,FALSE))","v":610},3175500,3175500,2855250,2855250,1.7777777777777777,40,12.570053699169309,0.42795410178053639,0.37268226712382524,548247.15064311784,1441736.5546869696,54900,5.1891300131789819,0.41281685324239348,"-","-","-","-","-"]
[null,{"$f":"'ورودی نیروها'!C585","v":"BASE"},{"$f":"'ورودی نیروها'!D585","v":7},{"$f":"'ورودی نیروها'!E585","v":"ACIS22"},"7 - ACIS22",{"$f":"ABS('ورودی نیروها'!H585)","v":172536.45},{"$f":"ABS('ورودی نیروها'!I585)","v":1326312.7379999999},{"$f":"ABS('ورودی نیروها'!J585)","v":3741265.932},{"$f":"VLOOKUP(C592,'ورودی نیروها'!M$4:P$1000000,2,FALSE)","v":80},{"$f":"VLOOKUP(C592,'ورودی نیروها'!M$4:P$1000000,3,FALSE)","v":45},{"$f":"VLOOKUP(C592,'ورودی نیروها'!M$4:P$1000000,4,FALSE)","v":1},170,135,{"$f":"IF(VLOOKUP(C592,'ورودی نیروها'!M$4:Q$1048576,5,FALSE)=0,IF(K592=1,2*L592+2*M592,IF(K592=2,L592+2*M592,IF(K592=3,2*L592+M592,L592+M592))),VLOOKUP(C592,'ورودی نیروها'!M$4:Q$1048576,5,FALSE))","v":610},3175500,3175500,2855250,2855250,1.7777777777777777,40,12.570053699169309,0.42795410178053639,0.37268226712382524,567600.97647087381,1394303.469450891,54900,3.8098139823755375,0.30308653197140351,"-","-","-","-","-"]
[null,{"$f":"'ورودی نیروها'!C586","v":"BASE"},{"$f":"'ورودی نیروها'!D586","v":7},{"$f":"'ورودی نیروها'!E586","v":"ACIS23"},"7 - ACIS23",{"$f":"ABS('ورودی نیروها'!H586)","v":192575.58},{"$f":"ABS('ورودی نیروها'!I586)","v":2067272.5060000001},{"$f":"ABS('ورودی نیروها'!J586)","v":3902312.9610000001},{"$f":"VLOOKUP(C593,'ورودی نیروها'!M$4:P$1000000,2,FALSE)","v":80},{"$f":"VLOOKUP(C593,'ورودی نیروها'!M$4:P$1000000,3,FALSE)","v":45},{"$f":"VLOOKUP(C593,'ورودی نیروها'!M$4:P$1000000,4,FALSE)","v":1},170,135,{"$f":"IF(VLOOKUP(C593,'ورودی نیروها'!M$4:Q$1048576,5,FALSE)=0,IF(K593=1,2*L593+2*M593,IF(K593=2,L593+2*M593,IF(K593=3,2*L593+M593,L593+M593))),VLOOKUP(C593,'ورودی نیروها'!M$4:Q$1048576,5,FALSE))","v":610},3175500,3175500,2855250,2855250,1.7777777777777777,40,12.570053699169309,0.42795410178053639,0.37268226712382524,884697.74844082852,1454322.8413321674,54900,4.2957034376525689,0.3417410569961567,"-","-","-","-","-"]
[null,{"$f":"'ورودی نیروها'!C587","v":"BASE"},{"$f":"'ورودی نیروها'!D587","v":7},{"$f":"'ورودی نیروها'!E587","v":"ACIS24"},"7 - ACIS24",{"$f":"ABS('ورودی نیروها'!H587)","v":117428.57},{"$f":"ABS('ورودی نیروها'!I587)","v":2022048.4369999999},{"$f":"ABS('ورودی نیروها'!J587)","v":3775038.0950000002},{"$f":"VLOOKUP(C594,'ورودی نیروها'!M$4:P$1000000,2,FALSE)","v":80},{"$f":"VLOOKUP(C594,'ورودی نیروها'!M$4:P$1000000,3,FALSE)","v":45},{"$f":"VLOOKUP(C594,'ورودی نیروها'!M$4:P$1000000,4,FALSE)","v":1},170,135,{"$f":"IF(VLOOKUP(C594,'ورودی نیروها'!M$4:Q$1048576,5,FALSE)=0,IF(K594=1,2*L594+2*M594,IF(K594=2,L594+2*M594,IF(K594=3,2*L594+M594,L594+M594))),VLOOKUP(C594,'ورودی نیروها'!M$4:Q$1048576,5,FALSE))","v":610},3175500,3175500,2855250,2855250,1.7777777777777777,40,12.570053699169309,0.42795410178053639,0.37268226712382524,865343.92261307244,1406889.7557234063,54900,2.9041981221208317,0.23104102747888464,"-","-","-","-","-"]
[null,{"$f":"'ورودی نیروها'!C588","v":"BASE"},{"$f":"'ورودی نیروها'!D588","v":7},{"$f":"'ورودی نیروها'!E588","v":"ACIS25"},"7 - ACIS25",{"$f":"ABS('ورودی نیروها'!H588)","v":428659.31},{"$f":"ABS('ورودی نیروها'!I588)","v":5425734.8219999997},{"$f":"ABS('ورودی نیروها'!J588)","v":523024.89},{"$f":"VLOOKUP(C595,'ورودی نیروها'!M$4:P$1000000,2,FALSE)","v":80},{"$f":"VLOOKUP(C595,'ورودی نیروها'!M$4:P$1000000,3,FALSE)","v":45},{"$f":"VLOOKUP(C595,'ورودی نیروها'!M$4:P$1000000,4,FALSE)","v":1},170,135,{"$f":"IF(VLOOKUP(C595,'ورودی نیروها'!M$4:Q$1048576,5,FALSE)=0,IF(K595=1,2*L595+2*M595,IF(K595=2,L595+2*M595,IF(K595=3,2*L595+M595,L595+M595))),VLOOKUP(C595,'ورودی نیروها'!M$4:Q$1048576,5,FALSE))","v":610},3175500,3175500,2855250,2855250,1.7777777777777777,40,12.570053699169309,0.42795410178053639,0.37268226712382524,2321965.4722483885,194922.10176738931,54900,8.6074825229982697,0.68476099856018069,"-","-","-","-","-"]
[null,{"$f":"'ورودی نیروها'!C589","v":"BASE"},{"$f":"'ورودی نیروها'!D589","v":7},{"$f":"'ورودی نیروها'!E589","v":"ACIS26"},"7 - ACIS26",{"$f":"ABS('ورودی نیروها'!H589)","v":353512.29},{"$f":"ABS('ورودی نیروها'!I589)","v":5470958.8909999998},{"$f":"ABS('ورودی نیروها'!J589)","v":650299.755},{"$f":"VLOOKUP(C596,'ورودی نیروها'!M$4:P$1000000,2,FALSE)","v":80},{"$f":"VLOOKUP(C596,'ورودی نیروها'!M$4:P$1000000,3,FALSE)","v":45},{"$f":"VLOOKUP(C596,'ورودی نیروها'!M$4:P$1000000,4,FALSE)","v":1},170,135,{"$f":"IF(VLOOKUP(C596,'ورودی نیروها'!M$4:Q$1048576,5,FALSE)=0,IF(K596=1,2*L596+2*M596,IF(K596=2,L596+2*M596,IF(K596=3,2*L596+M596,L596+M596))),VLOOKUP(C596,'ورودی نیروها'!M$4:Q$1048576,5,FALSE))","v":610},3175500,3175500,2855250,2855250,1.7777777777777777,40,12.570053699169309,0.42795410178053639,0.37268226712382524,2341319.2980761444,242355.18700346811,54900,7.2613916635360924,0.57767387771907142,"-","-","-","-","-"]
[null,{"$f":"'ورودی نیروها'!C590","v":"BASE"},{"$f":"'ورودی نیروها'!D590","v":7},{"$f":"'ورودی نیروها'!E590","v":"ACIS27"},"7 - ACIS27",{"$f":"ABS('ورودی نیروها'!H590)","v":374935.63},{"$f":"ABS('ورودی نیروها'!I590)","v":5354033.9819999998},{"$f":"ABS('ورودی نیروها'!J590)","v":1499065.835},{"$f":"VLOOKUP(C597,'ورودی نیروها'!M$4:P$1000000,2,FALSE)","v":80},{"$f":"VLOOKUP(C597,'ورودی نیروها'!M$4:P$1000000,3,FALSE)","v":45},{"$f":"VLOOKUP(C597,'ورودی نیروها'!M$4:P$1000000,4,FALSE)","v":1},170,135,{"$f":"IF(VLOOKUP(C597,'ورودی نیروها'!M$4:Q$1048576,5,FALSE)=0,IF(K597=1,2*L597+2*M597,IF(K597=2,L597+2*M597,IF(K597=3,2*L597+M597,L597+M597))),VLOOKUP(C597,'ورودی نیروها'!M$4:Q$1048576,5,FALSE))","v":610},3175500,3175500,2855250,2855250,1.7777777777777777,40,12.570053699169309,0.42795410178053639,0.37268226712382524,2291280.8036692785,558675.25395567017,54900,7.7466441804273956,0.61627773164877819,"-","-","-","-","-"]
[null,{"$f":"'ورودی نیروها'!C591","v":"BASE"},{"$f":"'ورودی نیروها'!D591","v":7},{"$f":"'ورودی نیروها'!E591","v":"ACIS28"},"7 - ACIS28",{"$f":"ABS('ورودی نیروها'!H591)","v":353512.29},{"$f":"ABS('ورودی نیروها'!I591)","v":5470958.8909999998},{"$f":"ABS('ورودی نیروها'!J591)","v":650299.755},{"$f":"VLOOKUP(C598,'ورودی نیروها'!M$4:P$1000000,2,FALSE)","v":80},{"$f":"VLOOKUP(C598,'ورودی نیروها'!M$4:P$1000000,3,FALSE)","v":45},{"$f":"VLOOKUP(C598,'ورودی نیروها'!M$4:P$1000000,4,FALSE)","v":1},170,135,{"$f":"IF(VLOOKUP(C598,'ورودی نیروها'!M$4:Q$1048576,5,FALSE)=0,IF(K598=1,2*L598+2*M598,IF(K598=2,L598+2*M598,IF(K598=3,2*L598+M598,L598+M598))),VLOOKUP(C598,'ورودی نیروها'!M$4:Q$1048576,5,FALSE))","v":610},3175500,3175500,2855250,2855250,1.7777777777777777,40,12.570053699169309,0.42795410178053639,0.37268226712382524,2341319.2980761444,242355.18700346811,54900,7.2613916635360924,0.57767387771907142,"-","-","-","-","-"]
[null,{"$f":"'ورودی نیروها'!C592","v":"BASE"},{"$f":"'ورودی نیروها'!D592","v":7},{"$f":"'ورودی نیروها'!E592","v":"ACIS29"},"7 - ACIS29",{"$f":"ABS('ورودی نیروها'!H592)","v":244966.34},{"$f":"ABS('ورودی نیروها'!I592)","v":5735469.0899999999},{"$f":"ABS('ورودی نیروها'!J592)","v":410451.011},{"$f":"VLOOKUP(C599,'ورودی نیروها'!M$4:P$1000000,2,FALSE)","v":80},{"$f":"VLOOKUP(C599,'ورودی نیروها'!M$4:P$1000000,3,FALSE)","v":45},{"$f":"VLOOKUP(C599,'ورودی نیروها'!M$4:P$1000000,4,FALSE)","v":1},170,135,{"$f":"IF(VLOOKUP(C599,'ورودی نیروها'!M$4:Q$1048576,5,FALSE)=0,IF(K599=1,2*L599+2*M599,IF(K599=2,L599+2*M599,IF(K599=3,2*L599+M599,L599+M599))),VLOOKUP(C599,'ورودی نیروها'!M$4:Q$1048576,5,FALSE))","v":610},3175500,3175500,2855250,2855250,1.7777777777777777,40,12.570053699169309,0.42795410178053639,0.37268226712382524,2454517.5227009803,152967.81332274614,54900,5.2885751534861773,0.42072812734568288,"-","-","-","-","-"]
[null,{"$f":"'ورودی نیروها'!C593","v":"BASE"},{"$f":"'ورودی نیروها'!D593","v":7},{"$f":"'ورودی نیروها'!E593","v":"ACIS30"},"7 - ACIS30",{"$f":"ABS('ورودی نیروها'!H593)","v":169819.32},{"$f":"ABS('ورودی نیروها'!I593)","v":5690245.0199999996},{"$f":"ABS('ورودی نیروها'!J593)","v":537725.87600000005},{"$f":"VLOOKUP(C600,'ورودی نیروها'!M$4:P$1000000,2,FALSE)","v":80},{"$f":"VLOOKUP(C600,'ورودی نیروها'!M$4:P$1000000,3,FALSE)","v":45},{"$f":"VLOOKUP(C600,'ورودی نیروها'!M$4:P$1000000,4,FALSE)","v":1},170,135,{"$f":"IF(VLOOKUP(C600,'ورودی نیروها'!M$4:Q$1048576,5,FALSE)=0,IF(K600=1,2*L600+2*M600,IF(K600=2,L600+2*M600,IF(K600=3,2*L600+M600,L600+M600))),VLOOKUP(C600,'ورودی نیروها'!M$4:Q$1048576,5,FALSE))","v":610},3175500,3175500,2855250,2855250,1.7777777777777777,40,12.570053699169309,0.42795410178053639,0.37268226712382524,2435163.69644527,200400.89855882493,54900,3.930294827142105,0.31267128376721559,"-","-","-","-","-"]
[null,{"$f":"'ورودی نیروها'!C594","v":"BASE"},{"$f":"'ورودی نیروها'!D594","v":7},{"$f":"'ورودی نیروها'!E594","v":"ACIS31"},"7 - ACIS31",{"$f":"ABS('ورودی نیروها'!H594)","v":191242.67},{"$f":"ABS('ورودی نیروها'!I594)","v":5807169.9299999997},{"$f":"ABS('ورودی نیروها'!J594)","v":1611639.7139999999},{"$f":"VLOOKUP(C601,'ورودی نیروها'!M$4:P$1000000,2,FALSE)","v":80},{"$f":"VLOOKUP(C601,'ورودی نیروها'!M$4:P$1000000,3,FALSE)","v":45},{"$f":"VLOOKUP(C601,'ورودی نیروها'!M$4:P$1000000,4,FALSE)","v":1},170,135,{"$f":"IF(VLOOKUP(C601,'ورودی نیروها'!M$4:Q$1048576,5,FALSE)=0,IF(K601=1,2*L601+2*M601,IF(K601=2,L601+2*M601,IF(K601=3,2*L601+M601,L601+M601))),VLOOKUP(C601,'ورودی نیروها'!M$4:Q$1048576,5,FALSE))","v":610},3175500,3175500,2855250,2855250,1.7777777777777777,40,12.570053699169309,0.42795410178053639,0.37268226712382524,2485202.1912800903,600629.54240031331,54900,4.4764503458188045,0.35612022453926595,"-","-","-","-","-"]
[null,{"$f":"'ورودی نیروها'!C595","v":"BASE"},{"$f":"'ورودی نیروها'!D595","v":7},{"$f":"'ورودی نیروها'!E595","v":"ACIS32"},"7 - ACIS32",{"$f":"ABS('ورودی نیروها'!H595)","v":116095.65},{"$f":"ABS('ورودی نیروها'!I595)","v":5761945.8600000003},{"$f":"ABS('ورودی نیروها'!J595)","v":1484364.8489999999},{"$f":"VLOOKUP(C602,'ورودی نیروها'!M$4:P$1000000,2,FALSE)","v":80},{"$f":"VLOOKUP(C602,'ورودی نیروها'!M$4:P$1000000,3,FALSE)","v":45},{"$f":"VLOOKUP(C602,'ورودی نیروها'!M$4:P$1000000,4,FALSE)","v":1},170,135,{"$f":"IF(VLOOKUP(C602,'ورودی نیروها'!M$4:Q$1048576,5,FALSE)=0,IF(K602=1,2*L602+2*M602,IF(K602=2,L602+2*M602,IF(K602=3,2*L602+M602,L602+M602))),VLOOKUP(C602,'ورودی نیروها'!M$4:Q$1048576,5,FALSE))","v":610},3175500,3175500,2855250,2855250,1.7777777777777777,40,12.570053699169309,0.42795410178053639,0.37268226712382524,2465848.3650243804,553196.45716423448,54900,3.0849448481334614,0.24542018053091769,"-","-","-","-","-"]
[null,{"$f":"'ورودی نیروها'!C596","v":"BASE"},{"$f":"'ورودی نیروها'!D596","v":7},{"$f":"'ورودی نیروها'!E596","v":"ACIS34"},"7 - ACIS34",{"$f":"ABS('ورودی نیروها'!H596)","v":428972.61},{"$f":"ABS('ورودی نیروها'!I596)","v":5522091.3250000002},{"$f":"ABS('ورودی نیروها'!J596)","v":489269.462},{"$f":"VLOOKUP(C603,'ورودی نیروها'!M$4:P$1000000,2,FALSE)","v":80},{"$f":"VLOOKUP(C603,'ورودی نیروها'!M$4:P$1000000,3,FALSE)","v":45},{"$f":"VLOOKUP(C603,'ورودی نیروها'!M$4:P$1000000,4,FALSE)","v":1},170,135,{"$f":"IF(VLOOKUP(C603,'ورودی نیروها'!M$4:Q$1048576,5,FALSE)=0,IF(K603=1,2*L603+2*M603,IF(K603=2,L603+2*M603,IF(K603=3,2*L603+M603,L603+M603))),VLOOKUP(C603,'ورودی نیروها'!M$4:Q$1048576,5,FALSE))","v":610},3175500,3175500,2855250,2855250,1.7777777777777777,40,12.570053699169309,0.42795410178053639,0.37268226712382524,2363201.632940467,182342.05233261426,54900,8.6217690484412515,0.68589755101929439,"-","-","-","-","-"]
[null,{"$f":"'ورودی نیروها'!C597","v":"BASE"},{"$f":"'ورودی نیروها'!D597","v":7},{"$f":"'ورودی نیروها'!E597","v":"ACIS35"},"7 - ACIS35",{"$f":"ABS('ورودی نیروها'!H597)","v":375248.94},{"$f":"ABS('ورودی نیروها'!I597)","v":5450390.4850000003},{"$f":"ABS('ورودی نیروها'!J597)","v":1532821.2620000001},{"$f":"VLOOKUP(C604,'ورودی نیروها'!M$4:P$1000000,2,FALSE)","v":80},{"$f":"VLOOKUP(C604,'ورودی نیروها'!M$4:P$1000000,3,FALSE)","v":45},{"$f":"VLOOKUP(C604,'ورودی نیروها'!M$4:P$1000000,4,FALSE)","v":1},170,135,{"$f":"IF(VLOOKUP(C604,'ورودی نیروها'!M$4:Q$1048576,5,FALSE)=0,IF(K604=1,2*L604+2*M604,IF(K604=2,L604+2*M604,IF(K604=3,2*L604+M604,L604+M604))),VLOOKUP(C604,'ورودی نیروها'!M$4:Q$1048576,5,FALSE))","v":610},3175500,3175500,2855250,2855250,1.7777777777777777,40,12.570053699169309,0.42795410178053639,0.37268226712382524,2332516.964361357,571255.30301776296,54900,7.769742760359069,0.61811531965631394,"-","-","-","-","-"]
[null,{"$f":"'ورودی نیروها'!C598","v":"BASE"},{"$f":"'ورودی نیروها'!D598","v":7},{"$f":"'ورودی نیروها'!E598","v":"ACIS36"},"7 - ACIS36",{"$f":"ABS('ورودی نیروها'!H598)","v":300101.92},{"$f":"ABS('ورودی نیروها'!I598)","v":5495614.5539999995},{"$f":"ABS('ورودی نیروها'!J598)","v":1405546.3970000001},{"$f":"VLOOKUP(C605,'ورودی نیروها'!M$4:P$1000000,2,FALSE)","v":80},{"$f":"VLOOKUP(C605,'ورودی نیروها'!M$4:P$1000000,3,FALSE)","v":45},{"$f":"VLOOKUP(C605,'ورودی نیروها'!M$4:P$1000000,4,FALSE)","v":1},170,135,{"$f":"IF(VLOOKUP(C605,'ورودی نیروها'!M$4:Q$1048576,5,FALSE)=0,IF(K605=1,2*L605+2*M605,IF(K605=2,L605+2*M605,IF(K605=3,2*L605+M605,L605+M605))),VLOOKUP(C605,'ورودی نیروها'!M$4:Q$1048576,5,FALSE))","v":610},3175500,3175500,2855250,2855250,1.7777777777777777,40,12.570053699169309,0.42795410178053639,0.37268226712382524,2351870.790189113,523822.21778168419,54900,6.3904267295556227,0.50838499838532381,"-","-","-","-","-"]
[null,{"$f":"'ورودی نیروها'!C599","v":"BASE"},{"$f":"'ورودی نیروها'!D599","v":7},{"$f":"'ورودی نیروها'!E599","v":"ACIS37"},"7 - ACIS37",{"$f":"ABS('ورودی نیروها'!H599)","v":244653.04},{"$f":"ABS('ورودی نیروها'!I599)","v":5831825.5999999996},{"$f":"ABS('ورودی نیروها'!J599)","v":444206.43800000002},{"$f":"VLOOKUP(C606,'ورودی نیروها'!M$4:P$1000000,2,FALSE)","v":80},{"$f":"VLOOKUP(C606,'ورودی نیروها'!M$4:P$1000000,3,FALSE)","v":45},{"$f":"VLOOKUP(C606,'ورودی نیروها'!M$4:P$1000000,4,FALSE)","v":1},170,135,{"$f":"IF(VLOOKUP(C606,'ورودی نیروها'!M$4:Q$1048576,5,FALSE)=0,IF(K606=1,2*L606+2*M606,IF(K606=2,L606+2*M606,IF(K606=3,2*L606+M606,L606+M606))),VLOOKUP(C606,'ورودی نیروها'!M$4:Q$1048576,5,FALSE))","v":610},3175500,3175500,2855250,2855250,1.7777777777777777,40,12.570053699169309,0.42795410178053639,0.37268226712382524,2495753.6863887375,165547.86238483893,54900,5.3002600731590386,0.42165771125618229,"-","-","-","-","-"]
[null,{"$f":"'ورودی نیروها'!C600","v":"BASE"},{"$f":"'ورودی نیروها'!D600","v":7},{"$f":"'ورودی نیروها'!E600","v":"ACIS38"},"7 - ACIS38",{"$f":"ABS('ورودی نیروها'!H600)","v":169506.02},{"$f":"ABS('ورودی نیروها'!I600)","v":5786601.5300000003},{"$f":"ABS('ورودی نیروها'!J600)","v":571481.30299999996},{"$f":"VLOOKUP(C607,'ورودی نیروها'!M$4:P$1000000,2,FALSE)","v":80},{"$f":"VLOOKUP(C607,'ورودی نیروها'!M$4:P$1000000,3,FALSE)","v":45},{"$f":"VLOOKUP(C607,'ورودی نیروها'!M$4:P$1000000,4,FALSE)","v":1},170,135,{"$f":"IF(VLOOKUP(C607,'ورودی نیروها'!M$4:Q$1048576,5,FALSE)=0,IF(K607=1,2*L607+2*M607,IF(K607=2,L607+2*M607,IF(K607=3,2*L607+M607,L607+M607))),VLOOKUP(C607,'ورودی نیروها'!M$4:Q$1048576,5,FALSE))","v":610},3175500,3175500,2855250,2855250,1.7777777777777777,40,12.570053699169309,0.42795410178053639,0.37268226712382524,2476399.8601330277,212980.94762091769,54900,3.9419797468149635,0.31360086767771478,"-","-","-","-","-"]
[null,{"$f":"'ورودی نیروها'!C601","v":"BASE"},{"$f":"'ورودی نیروها'!D601","v":7},{"$f":"'ورودی نیروها'!E601","v":"ACIS39"},"7 - ACIS39",{"$f":"ABS('ورودی نیروها'!H601)","v":190929.36},{"$f":"ABS('ورودی نیروها'!I601)","v":5903526.4400000004},{"$f":"ABS('ورودی نیروها'!J601)","v":1577884.2860000001},{"$f":"VLOOKUP(C608,'ورودی نیروها'!M$4:P$1000000,2,FALSE)","v":80},{"$f":"VLOOKUP(C608,'ورودی نیروها'!M$4:P$1000000,3,FALSE)","v":45},{"$f":"VLOOKUP(C608,'ورودی نیروها'!M$4:P$1000000,4,FALSE)","v":1},170,135,{"$f":"IF(VLOOKUP(C608,'ورودی نیروها'!M$4:Q$1048576,5,FALSE)=0,IF(K608=1,2*L608+2*M608,IF(K608=2,L608+2*M608,IF(K608=3,2*L608+M608,L608+M608))),VLOOKUP(C608,'ورودی نیروها'!M$4:Q$1048576,5,FALSE))","v":610},3175500,3175500,2855250,2855250,1.7777777777777777,40,12.570053699169309,0.42795410178053639,0.37268226712382524,2526438.3549678479,588049.49296553829,54900,4.4793232110029715,0.35634877290134309,"-","-","-","-","-"]
[null,{"$f":"'ورودی نیروها'!C602","v":"BASE"},{"$f":"'ورودی نیروها'!D602","v":7},{"$f":"'ورودی نیروها'!E602","v":"ACIS40"},"7 - ACIS40",{"$f":"ABS('ورودی نیروها'!H602)","v":115782.35},{"$f":"ABS('ورودی نیروها'!I602)","v":5858302.3700000001},{"$f":"ABS('ورودی نیروها'!J602)","v":1450609.4210000001},{"$f":"VLOOKUP(C609,'ورودی نیروها'!M$4:P$1000000,2,FALSE)","v":80},{"$f":"VLOOKUP(C609,'ورودی نیروها'!M$4:P$1000000,3,FALSE)","v":45},{"$f":"VLOOKUP(C609,'ورودی نیروها'!M$4:P$1000000,4,FALSE)","v":1},170,135,{"$f":"IF(VLOOKUP(C609,'ورودی نیروها'!M$4:Q$1048576,5,FALSE)=0,IF(K609=1,2*L609+2*M609,IF(K609=2,L609+2*M609,IF(K609=3,2*L609+M609,L609+M609))),VLOOKUP(C609,'ورودی نیروها'!M$4:Q$1048576,5,FALSE))","v":610},3175500,3175500,2855250,2855250,1.7777777777777777,40,12.570053699169309,0.42795410178053639,0.37268226712382524,2507084.5287121376,540616.40772945946,54900,3.0878178954669919,0.24564874338373352,"-","-","-","-","-"]
[null,{"$f":"'ورودی نیروها'!C603","v":"BASE"},{"$f":"'ورودی نیروها'!D603","v":7},{"$f":"'ورودی نیروها'!E603","v":"ACIS41"},"7 - ACIS41",{"$f":"ABS('ورودی نیروها'!H603)","v":428346},{"$f":"ABS('ورودی نیروها'!I603)","v":5329378.3190000001},{"$f":"ABS('ورودی نیروها'!J603)","v":556780.31700000004},{"$f":"VLOOKUP(C610,'ورودی نیروها'!M$4:P$1000000,2,FALSE)","v":80},{"$f":"VLOOKUP(C610,'ورودی نیروها'!M$4:P$1000000,3,FALSE)","v":45},{"$f":"VLOOKUP(C610,'ورودی نیروها'!M$4:P$1000000,4,FALSE)","v":1},170,135,{"$f":"IF(VLOOKUP(C610,'ورودی نیروها'!M$4:Q$1048576,5,FALSE)=0,IF(K610=1,2*L610+2*M610,IF(K610=2,L610+2*M610,IF(K610=3,2*L610+M610,L610+M610))),VLOOKUP(C610,'ورودی نیروها'!M$4:Q$1048576,5,FALSE))","v":610},3175500,3175500,2855250,2855250,1.7777777777777777,40,12.570053699169309,0.42795410178053639,0.37268226712382524,2280729.3115563099,207502.1508294821,54900,8.5931958152754007,0.68362443159994468,"-","-","-","-","-"]
[null,{"$f":"'ورودی نیروها'!C604","v":"BASE"},{"$f":"'ورودی نیروها'!D604","v":7},{"$f":"'ورودی نیروها'!E604","v":"ACIS42"},"7 - ACIS42",{"$f":"ABS('ورودی نیروها'!H604)","v":353198.99},{"$f":"ABS('ورودی نیروها'!I604)","v":5374602.3880000003},{"$f":"ABS('ورودی نیروها'!J604)","v":684055.18200000003},{"$f":"VLOOKUP(C611,'ورودی نیروها'!M$4:P$1000000,2,FALSE)","v":80},{"$f":"VLOOKUP(C611,'ورودی نیروها'!M$4:P$1000000,3,FALSE)","v":45},{"$f":"VLOOKUP(C611,'ورودی نیروها'!M$4:P$1000000,4,FALSE)","v":1},170,135,{"$f":"IF(VLOOKUP(C611,'ورودی نیروها'!M$4:Q$1048576,5,FALSE)=0,IF(K611=1,2*L611+2*M611,IF(K611=2,L611+2*M611,IF(K611=3,2*L611+M611,L611+M611))),VLOOKUP(C611,'ورودی نیروها'!M$4:Q$1048576,5,FALSE))","v":610},3175500,3175500,2855250,2855250,1.7777777777777777,40,12.570053699169309,0.42795410178053639,0.37268226712382524,2300083.1373840659,254935.23606556089,54900,7.2471051379625866,0.57653732524957402,"-","-","-","-","-"]
[null,{"$f":"'ورودی نیروها'!C605","v":"BASE"},{"$f":"'ورودی نیروها'!D605","v":7},{"$f":"'ورودی نیروها'!E605","v":"ACIS43"},"7 - ACIS43",{"$f":"ABS('ورودی نیروها'!H605)","v":374622.33},{"$f":"ABS('ورودی نیروها'!I605)","v":5257677.4790000003},{"$f":"ABS('ورودی نیروها'!J605)","v":1465310.4069999999},{"$f":"VLOOKUP(C612,'ورودی نیروها'!M$4:P$1000000,2,FALSE)","v":80},{"$f":"VLOOKUP(C612,'ورودی نیروها'!M$4:P$1000000,3,FALSE)","v":45},{"$f":"VLOOKUP(C612,'ورودی نیروها'!M$4:P$1000000,4,FALSE)","v":1},170,135,{"$f":"IF(VLOOKUP(C612,'ورودی نیروها'!M$4:Q$1048576,5,FALSE)=0,IF(K612=1,2*L612+2*M612,IF(K612=2,L612+2*M612,IF(K612=3,2*L612+M612,L612+M612))),VLOOKUP(C612,'ورودی نیروها'!M$4:Q$1048576,5,FALSE))","v":610},3175500,3175500,2855250,2855250,1.7777777777777777,40,12.570053699169309,0.42795410178053639,0.37268226712382524,2250044.6429772,546095.20452089503,54900,7.7235457825145604,0.61444015812159736,"-","-","-","-","-"]
[null,{"$f":"'ورودی نیروها'!C606","v":"BASE"},{"$f":"'ورودی نیروها'!D606","v":7},{"$f":"'ورودی نیروها'!E606","v":"ACIS44"},"7 - ACIS44",{"$f":"ABS('ورودی نیروها'!H606)","v":299475.32},{"$f":"ABS('ورودی نیروها'!I606)","v":5302901.5480000004},{"$f":"ABS('ورودی نیروها'!J606)","v":1338035.5419999999},{"$f":"VLOOKUP(C613,'ورودی نیروها'!M$4:P$1000000,2,FALSE)","v":80},{"$f":"VLOOKUP(C613,'ورودی نیروها'!M$4:P$1000000,3,FALSE)","v":45},{"$f":"VLOOKUP(C613,'ورودی نیروها'!M$4:P$1000000,4,FALSE)","v":1},170,135,{"$f":"IF(VLOOKUP(C613,'ورودی نیروها'!M$4:Q$1048576,5,FALSE)=0,IF(K613=1,2*L613+2*M613,IF(K613=2,L613+2*M613,IF(K613=3,2*L613+M613,L613+M613))),VLOOKUP(C613,'ورودی نیروها'!M$4:Q$1048576,5,FALSE))","v":610},3175500,3175500,2855250,2855250,1.7777777777777777,40,12.570053699169309,0.42795410178053639,0.37268226712382524,2269398.4688049559,498662.11928481626,54900,6.3442299338604782,0.50470985134134605,"-","-","-","-","-"]
[null,{"$f":"'ورودی نیروها'!C607","v":"BASE"},{"$f":"'ورودی نیروها'!D607","v":7},{"$f":"'ورودی نیروها'!E607","v":"ACIS45"},"7 - ACIS45",{"$f":"ABS('ورودی نیروها'!H607)","v":245279.64},{"$f":"ABS('ورودی نیروها'!I607)","v":5639112.5899999999},{"$f":"ABS('ورودی نیروها'!J607)","v":376695.58299999998},{"$f":"VLOOKUP(C614,'ورودی نیروها'!M$4:P$1000000,2,FALSE)","v":80},{"$f":"VLOOKUP(C614,'ورودی نیروها'!M$4:P$1000000,3,FALSE)","v":45},{"$f":"VLOOKUP(C614,'ورودی نیروها'!M$4:P$1000000,4,FALSE)","v":1},170,135,{"$f":"IF(VLOOKUP(C614,'ورودی نیروها'!M$4:Q$1048576,5,FALSE)=0,IF(K614=1,2*L614+2*M614,IF(K614=2,L614+2*M614,IF(K614=3,2*L614+M614,L614+M614))),VLOOKUP(C614,'ورودی نیروها'!M$4:Q$1048576,5,FALSE))","v":610},3175500,3175500,2855250,2855250,1.7777777777777777,40,12.570053699169309,0.42795410178053639,0.37268226712382524,2413281.3632927639,140387.76388797109,54900,5.2768902350304696,0.41979854353201312,"-","-","-","-","-"]
[null,{"$f":"'ورودی نیروها'!C608","v":"BASE"},{"$f":"'ورودی نیروها'!D608","v":7},{"$f":"'ورودی نیروها'!E608","v":"ACIS46"},"7 - ACIS46",{"$f":"ABS('ورودی نیروها'!H608)","v":170132.63},{"$f":"ABS('ورودی نیروها'!I608)","v":5593888.5199999996},{"$f":"ABS('ورودی نیروها'!J608)","v":503970.44900000002},{"$f":"VLOOKUP(C615,'ورودی نیروها'!M$4:P$1000000,2,FALSE)","v":80},{"$f":"VLOOKUP(C615,'ورودی نیروها'!M$4:P$1000000,3,FALSE)","v":45},{"$f":"VLOOKUP(C615,'ورودی نیروها'!M$4:P$1000000,4,FALSE)","v":1},170,135,{"$f":"IF(VLOOKUP(C615,'ورودی نیروها'!M$4:Q$1048576,5,FALSE)=0,IF(K615=1,2*L615+2*M615,IF(K615=2,L615+2*M615,IF(K615=3,2*L615+M615,L615+M615))),VLOOKUP(C615,'ورودی نیروها'!M$4:Q$1048576,5,FALSE))","v":610},3175500,3175500,2855250,2855250,1.7777777777777777,40,12.570053699169309,0.42795410178053639,0.37268226712382524,2393927.5370370541,187820.84949673215,54900,3.9186100909662831,0.31174171445466808,"-","-","-","-","-"]
[null,{"$f":"'ورودی نیروها'!C609","v":"BASE"},{"$f":"'ورودی نیروها'!D609","v":7},{"$f":"'ورودی نیروها'!E609","v":"ACIS47"},"7 - ACIS47",{"$f":"ABS('ورودی نیروها'!H609)","v":191555.97},{"$f":"ABS('ورودی نیروها'!I609)","v":5710813.4299999997},{"$f":"ABS('ورودی نیروها'!J609)","v":1645395.1410000001},{"$f":"VLOOKUP(C616,'ورودی نیروها'!M$4:P$1000000,2,FALSE)","v":80},{"$f":"VLOOKUP(C616,'ورودی نیروها'!M$4:P$1000000,3,FALSE)","v":45},{"$f":"VLOOKUP(C616,'ورودی نیروها'!M$4:P$1000000,4,FALSE)","v":1},170,135,{"$f":"IF(VLOOKUP(C616,'ورودی نیروها'!M$4:Q$1048576,5,FALSE)=0,IF(K616=1,2*L616+2*M616,IF(K616=2,L616+2*M616,IF(K616=3,2*L616+M616,L616+M616))),VLOOKUP(C616,'ورودی نیروها'!M$4:Q$1048576,5,FALSE))","v":610},3175500,3175500,2855250,2855250,1.7777777777777777,40,12.570053699169309,0.42795410178053639,0.37268226712382524,2443966.0318718739,613209.5914624061,54900,4.4735772997024217,0.35589166178327925,"-","-","-","-","-"]
[null,{"$f":"'ورودی نیروها'!C610","v":"BASE"},{"$f":"'ورودی نیروها'!D610","v":7},{"$f":"'ورودی نیروها'!E610","v":"ACIS48"},"7 - ACIS48",{"$f":"ABS('ورودی نیروها'!H610)","v":116408.96000000001},{"$f":"ABS('ورودی نیروها'!I610)","v":5665589.3600000003},{"$f":"ABS('ورودی نیروها'!J610)","v":1518120.2760000001},{"$f":"VLOOKUP(C617,'ورودی نیروها'!M$4:P$1000000,2,FALSE)","v":80},{"$f":"VLOOKUP(C617,'ورودی نیروها'!M$4:P$1000000,3,FALSE)","v":45},{"$f":"VLOOKUP(C617,'ورودی نیروها'!M$4:P$1000000,4,FALSE)","v":1},170,135,{"$f":"IF(VLOOKUP(C617,'ورودی نیروها'!M$4:Q$1048576,5,FALSE)=0,IF(K617=1,2*L617+2*M617,IF(K617=2,L617+2*M617,IF(K617=3,2*L617+M617,L617+M617))),VLOOKUP(C617,'ورودی نیروها'!M$4:Q$1048576,5,FALSE))","v":610},3175500,3175500,2855250,2855250,1.7777777777777777,40,12.570053699169309,0.42795410178053639,0.37268226712382524,2424612.205616164,565776.50622632727,54900,3.0820719841664421,0.2451916322656697,"-","-","-","-","-"]
[null,{"$f":"'ورودی نیروها'!C611","v":"BASE"},{"$f":"'ورودی نیروها'!D611","v":7},{"$f":"'ورودی نیروها'!E611","v":"ACIS49"},"7 - ACIS49",{"$f":"ABS('ورودی نیروها'!H611)","v":320929.40999999997},{"$f":"ABS('ورودی نیروها'!I611)","v":1674349.328},{"$f":"ABS('ورودی نیروها'!J611)","v":3050838.8339999998},{"$f":"VLOOKUP(C618,'ورودی نیروها'!M$4:P$1000000,2,FALSE)","v":80},{"$f":"VLOOKUP(C618,'ورودی نیروها'!M$4:P$1000000,3,FALSE)","v":45},{"$f":"VLOOKUP(C618,'ورودی نیروها'!M$4:P$1000000,4,FALSE)","v":1},170,135,{"$f":"IF(VLOOKUP(C618,'ورودی نیروها'!M$4:Q$1048576,5,FALSE)=0,IF(K618=1,2*L618+2*M618,IF(K618=2,L618+2*M618,IF(K618=3,2*L618+M618,L618+M618))),VLOOKUP(C618,'ورودی نیروها'!M$4:Q$1048576,5,FALSE))","v":610},3175500,3175500,2855250,2855250,1.7777777777777777,40,12.570053699169309,0.42795410178053639,0.37268226712382524,716544.66273108474,1136993.5332845275,54900,6.4695681182222762,0.51468102468407251,"-","-","-","-","-"]
[null,{"$f":"'ورودی نیروها'!C612","v":"BASE"},{"$f":"'ورودی نیروها'!D612","v":7},{"$f":"'ورودی نیروها'!E612","v":"ACIS50"},"7 - ACIS50",{"$f":"ABS('ورودی نیروها'!H612)","v":245782.39999999999},{"$f":"ABS('ورودی نیروها'!I612)","v":1719573.3970000001},{"$f":"ABS('ورودی نیروها'!J612)","v":3178113.7},{"$f":"VLOOKUP(C619,'ورودی نیروها'!M$4:P$1000000,2,FALSE)","v":80},{"$f":"VLOOKUP(C619,'ورودی نیروها'!M$4:P$1000000,3,FALSE)","v":45},{"$f":"VLOOKUP(C619,'ورودی نیروها'!M$4:P$1000000,4,FALSE)","v":1},170,135,{"$f":"IF(VLOOKUP(C619,'ورودی نیروها'!M$4:Q$1048576,5,FALSE)=0,IF(K619=1,2*L619+2*M619,IF(K619=2,L619+2*M619,IF(K619=3,2*L619+M619,L619+M619))),VLOOKUP(C619,'ورودی نیروها'!M$4:Q$1048576,5,FALSE))","v":610},3175500,3175500,2855250,2855250,1.7777777777777777,40,12.570053699169309,0.42795410178053639,0.37268226712382524,735898.48855884071,1184426.6188932888,54900,5.1234774410399888,0.40759391834408581,"-","-","-","-","-"]
[null,{"$f":"'ورودی نیروها'!C613","v":"BASE"},{"$f":"'ورودی نیروها'!D613","v":7},{"$f":"'ورودی نیروها'!E613","v":"ACIS51"},"7 - ACIS51",{"$f":"ABS('ورودی نیروها'!H613)","v":265821.52},{"$f":"ABS('ورودی نیروها'!I613)","v":1674011.8470000001},{"$f":"ABS('ورودی نیروها'!J613)","v":3017066.67},{"$f":"VLOOKUP(C620,'ورودی نیروها'!M$4:P$1000000,2,FALSE)","v":80},{"$f":"VLOOKUP(C620,'ورودی نیروها'!M$4:P$1000000,3,FALSE)","v":45},{"$f":"VLOOKUP(C620,'ورودی نیروها'!M$4:P$1000000,4,FALSE)","v":1},170,135,{"$f":"IF(VLOOKUP(C620,'ورودی نیروها'!M$4:Q$1048576,5,FALSE)=0,IF(K620=1,2*L620+2*M620,IF(K620=2,L620+2*M620,IF(K620=3,2*L620+M620,L620+M620))),VLOOKUP(C620,'ورودی نیروها'!M$4:Q$1048576,5,FALSE))","v":610},3175500,3175500,2855250,2855250,1.7777777777777777,40,12.570053699169309,0.42795410178053639,0.37268226712382524,716400.23635286174,1124407.2466393299,54900,5.4613278129593228,0.43447131918937104,"-","-","-","-","-"]
[null,{"$f":"'ورودی نیروها'!C614","v":"BASE"},{"$f":"'ورودی نیروها'!D614","v":7},{"$f":"'ورودی نیروها'!E614","v":"ACIS52"},"7 - ACIS52",{"$f":"ABS('ورودی نیروها'!H614)","v":190674.51},{"$f":"ABS('ورودی نیروها'!I614)","v":1628787.7779999999},{"$f":"ABS('ورودی نیروها'!J614)","v":3144341.5350000001},{"$f":"VLOOKUP(C621,'ورودی نیروها'!M$4:P$1000000,2,FALSE)","v":80},{"$f":"VLOOKUP(C621,'ورودی نیروها'!M$4:P$1000000,3,FALSE)","v":45},{"$f":"VLOOKUP(C621,'ورودی نیروها'!M$4:P$1000000,4,FALSE)","v":1},170,135,{"$f":"IF(VLOOKUP(C621,'ورودی نیروها'!M$4:Q$1048576,5,FALSE)=0,IF(K621=1,2*L621+2*M621,IF(K621=2,L621+2*M621,IF(K621=3,2*L621+M621,L621+M621))),VLOOKUP(C621,'ورودی نیروها'!M$4:Q$1048576,5,FALSE))","v":610},3175500,3175500,2855250,2855250,1.7777777777777777,40,12.570053699169309,0.42795410178053639,0.37268226712382524,697046.41052510566,1171840.3318754088,54900,4.1030476688993796,0.32641449011236356,"-","-","-","-","-"]
[null,{"$f":"'ورودی نیروها'!C615","v":"BASE"},{"$f":"'ورودی نیروها'!D615","v":7},{"$f":"'ورودی نیروها'!E615","v":"ACIS54"},"7 - ACIS54",{"$f":"ABS('ورودی نیروها'!H615)","v":141850.51},{"$f":"ABS('ورودی نیروها'!I615)","v":1435346.5279999999},{"$f":"ABS('ورودی نیروها'!J615)","v":3689463.5809999998},{"$f":"VLOOKUP(C622,'ورودی نیروها'!M$4:P$1000000,2,FALSE)","v":80},{"$f":"VLOOKUP(C622,'ورودی نیروها'!M$4:P$1000000,3,FALSE)","v":45},{"$f":"VLOOKUP(C622,'ورودی نیروها'!M$4:P$1000000,4,FALSE)","v":1},170,135,{"$f":"IF(VLOOKUP(C622,'ورودی نیروها'!M$4:Q$1048576,5,FALSE)=0,IF(K622=1,2*L622+2*M622,IF(K622=2,L622+2*M622,IF(K622=3,2*L622+M622,L622+M622))),VLOOKUP(C622,'ورودی نیروها'!M$4:Q$1048576,5,FALSE))","v":610},3175500,3175500,2855250,2855250,1.7777777777777777,40,12.570053699169309,0.42795410178053639,0.37268226712382524,614262.43413405155,1374997.6518378668,54900,3.2588042339555181,0.25925141705407956,"-","-","-","-","-"]
[null,{"$f":"'ورودی نیروها'!C616","v":"BASE"},{"$f":"'ورودی نیروها'!D616","v":7},{"$f":"'ورودی نیروها'!E616","v":"ACIS55"},"7 - ACIS55",{"$f":"ABS('ورودی نیروها'!H616)","v":86742.62},{"$f":"ABS('ورودی نیروها'!I616)","v":1913014.6470000001},{"$f":"ABS('ورودی نیروها'!J616)","v":3723235.7450000001},{"$f":"VLOOKUP(C623,'ورودی نیروها'!M$4:P$1000000,2,FALSE)","v":80},{"$f":"VLOOKUP(C623,'ورودی نیروها'!M$4:P$1000000,3,FALSE)","v":45},{"$f":"VLOOKUP(C623,'ورودی نیروها'!M$4:P$1000000,4,FALSE)","v":1},170,135,{"$f":"IF(VLOOKUP(C623,'ورودی نیروها'!M$4:Q$1048576,5,FALSE)=0,IF(K623=1,2*L623+2*M623,IF(K623=2,L623+2*M623,IF(K623=3,2*L623+M623,L623+M623))),VLOOKUP(C623,'ورودی نیروها'!M$4:Q$1048576,5,FALSE))","v":610},3175500,3175500,2855250,2855250,1.7777777777777777,40,12.570053699169309,0.42795410178053639,0.37268226712382524,818682.46494989493,1387583.9384830645,54900,2.3237997755817217,0.18486792747236155,"-","-","-","-","-"]
[null,{"$f":"'ورودی نیروها'!C617","v":"BASE"},{"$f":"'ورودی نیروها'!D617","v":7},{"$f":"'ورودی نیروها'!E617","v":"ACIS56"},"7 - ACIS56",{"$f":"ABS('ورودی نیروها'!H617)","v":11595.6},{"$f":"ABS('ورودی نیروها'!I617)","v":1867790.578},{"$f":"ABS('ورودی نیروها'!J617)","v":3595960.8790000002},{"$f":"VLOOKUP(C624,'ورودی نیروها'!M$4:P$1000000,2,FALSE)","v":80},{"$f":"VLOOKUP(C624,'ورودی نیروها'!M$4:P$1000000,3,FALSE)","v":45},{"$f":"VLOOKUP(C624,'ورودی نیروها'!M$4:P$1000000,4,FALSE)","v":1},170,135,{"$f":"IF(VLOOKUP(C624,'ورودی نیروها'!M$4:Q$1048576,5,FALSE)=0,IF(K624=1,2*L624+2*M624,IF(K624=2,L624+2*M624,IF(K624=3,2*L624+M624,L624+M624))),VLOOKUP(C624,'ورودی نیروها'!M$4:Q$1048576,5,FALSE))","v":610},3175500,3175500,2855250,2855250,1.7777777777777777,40,12.570053699169309,0.42795410178053639,0.37268226712382524,799328.63912213885,1340150.8528743035,54900,0.93229427790062158,7.4167883464350853E-2,"-","-","-","-","-"]
[null,{"$f":"'ورودی نیروها'!C618","v":"BASE"},{"$f":"'ورودی نیروها'!D618","v":7},{"$f":"'ورودی نیروها'!E618","v":"ACIS57"},"7 - ACIS57",{"$f":"ABS('ورودی نیروها'!H618)","v":320647.40000000002},{"$f":"ABS('ورودی نیروها'!I618)","v":1591476.365},{"$f":"ABS('ورودی نیروها'!J618)","v":3079870.5750000002},{"$f":"VLOOKUP(C625,'ورودی نیروها'!M$4:P$1000000,2,FALSE)","v":80},{"$f":"VLOOKUP(C625,'ورودی نیروها'!M$4:P$1000000,3,FALSE)","v":45},{"$f":"VLOOKUP(C625,'ورودی نیروها'!M$4:P$1000000,4,FALSE)","v":1},170,135,{"$f":"IF(VLOOKUP(C625,'ورودی نیروها'!M$4:Q$1048576,5,FALSE)=0,IF(K625=1,2*L625+2*M625,IF(K625=2,L625+2*M625,IF(K625=3,2*L625+M625,L625+M625))),VLOOKUP(C625,'ورودی نیروها'!M$4:Q$1048576,5,FALSE))","v":610},3175500,3175500,2855250,2855250,1.7777777777777777,40,12.570053699169309,0.42795410178053639,0.37268226712382524,681078.83828852803,1147813.1483389593,54900,6.4570521202058533,0.51368532503823494,"-","-","-","-","-"]
[null,{"$f":"'ورودی نیروها'!C619","v":"BASE"},{"$f":"'ورودی نیروها'!D619","v":7},{"$f":"'ورودی نیروها'!E619","v":"ACIS58"},"7 - ACIS58",{"$f":"ABS('ورودی نیروها'!H619)","v":245500.39},{"$f":"ABS('ورودی نیروها'!I619)","v":1636700.4339999999},{"$f":"ABS('ورودی نیروها'!J619)","v":3207145.44},{"$f":"VLOOKUP(C626,'ورودی نیروها'!M$4:P$1000000,2,FALSE)","v":80},{"$f":"VLOOKUP(C626,'ورودی نیروها'!M$4:P$1000000,3,FALSE)","v":45},{"$f":"VLOOKUP(C626,'ورودی نیروها'!M$4:P$1000000,4,FALSE)","v":1},170,135,{"$f":"IF(VLOOKUP(C626,'ورودی نیروها'!M$4:Q$1048576,5,FALSE)=0,IF(K626=1,2*L626+2*M626,IF(K626=2,L626+2*M626,IF(K626=3,2*L626+M626,L626+M626))),VLOOKUP(C626,'ورودی نیروها'!M$4:Q$1048576,5,FALSE))","v":610},3175500,3175500,2855250,2855250,1.7777777777777777,40,12.570053699169309,0.42795410178053639,0.37268226712382524,700432.664116284,1195246.2335750379,54900,5.1109614428930401,0.40659821868786428,"-","-","-","-","-"]
[null,{"$f":"'ورودی نیروها'!C620","v":"BASE"},{"$f":"'ورودی نیروها'!D620","v":7},{"$f":"'ورودی نیروها'!E620","v":"ACIS59"},"7 - ACIS59",{"$f":"ABS('ورودی نیروها'!H620)","v":265539.51},{"$f":"ABS('ورودی نیروها'!I620)","v":1756884.81},{"$f":"ABS('ورودی نیروها'!J620)","v":3046098.4109999998},{"$f":"VLOOKUP(C627,'ورودی نیروها'!M$4:P$1000000,2,FALSE)","v":80},{"$f":"VLOOKUP(C627,'ورودی نیروها'!M$4:P$1000000,3,FALSE)","v":45},{"$f":"VLOOKUP(C627,'ورودی نیروها'!M$4:P$1000000,4,FALSE)","v":1},170,135,{"$f":"IF(VLOOKUP(C627,'ورودی نیروها'!M$4:Q$1048576,5,FALSE)=0,IF(K627=1,2*L627+2*M627,IF(K627=2,L627+2*M627,IF(K627=3,2*L627+M627,L627+M627))),VLOOKUP(C627,'ورودی نیروها'!M$4:Q$1048576,5,FALSE))","v":610},3175500,3175500,2855250,2855250,1.7777777777777777,40,12.570053699169309,0.42795410178053639,0.37268226712382524,751866.06079541834,1135226.8616937615,54900,5.4711489740942501,0.43525263336431175,"-","-","-","-","-"]
[null,{"$f":"'ورودی نیروها'!C621","v":"BASE"},{"$f":"'ورودی نیروها'!D621","v":7},{"$f":"'ورودی نیروها'!E621","v":"ACIS60"},"7 - ACIS60",{"$f":"ABS('ورودی نیروها'!H621)","v":190392.5},{"$f":"ABS('ورودی نیروها'!I621)","v":1711660.7409999999},{"$f":"ABS('ورودی نیروها'!J621)","v":3173373.28},{"$f":"VLOOKUP(C628,'ورودی نیروها'!M$4:P$1000000,2,FALSE)","v":80},{"$f":"VLOOKUP(C628,'ورودی نیروها'!M$4:P$1000000,3,FALSE)","v":45},{"$f":"VLOOKUP(C628,'ورودی نیروها'!M$4:P$1000000,4,FALSE)","v":1},170,135,{"$f":"IF(VLOOKUP(C628,'ورودی نیروها'!M$4:Q$1048576,5,FALSE)=0,IF(K628=1,2*L628+2*M628,IF(K628=2,L628+2*M628,IF(K628=3,2*L628+M628,L628+M628))),VLOOKUP(C628,'ورودی نیروها'!M$4:Q$1048576,5,FALSE))","v":610},3175500,3175500,2855250,2855250,1.7777777777777777,40,12.570053699169309,0.42795410178053639,0.37268226712382524,732512.23496766225,1182659.9484205693,54900,4.1128688305564074,0.3271958043288396,"-","-","-","-","-"]
[null,{"$f":"'ورودی نیروها'!C622","v":"BASE"},{"$f":"'ورودی نیروها'!D622","v":7},{"$f":"'ورودی نیروها'!E622","v":"ACIS61"},"7 - ACIS61",{"$f":"ABS('ورودی نیروها'!H622)","v":142132.51},{"$f":"ABS('ورودی نیروها'!I622)","v":1518219.4909999999},{"$f":"ABS('ورودی نیروها'!J622)","v":3718495.3220000002},{"$f":"VLOOKUP(C629,'ورودی نیروها'!M$4:P$1000000,2,FALSE)","v":80},{"$f":"VLOOKUP(C629,'ورودی نیروها'!M$4:P$1000000,3,FALSE)","v":45},{"$f":"VLOOKUP(C629,'ورودی نیروها'!M$4:P$1000000,4,FALSE)","v":1},170,135,{"$f":"IF(VLOOKUP(C629,'ورودی نیروها'!M$4:Q$1048576,5,FALSE)=0,IF(K629=1,2*L629+2*M629,IF(K629=2,L629+2*M629,IF(K629=3,2*L629+M629,L629+M629))),VLOOKUP(C629,'ورودی نیروها'!M$4:Q$1048576,5,FALSE))","v":610},3175500,3175500,2855250,2855250,1.7777777777777777,40,12.570053699169309,0.42795410178053639,0.37268226712382524,649728.25857660815,1385817.2668922986,54900,3.2788988012835243,0.26085002337740293,"-","-","-","-","-"]
[null,{"$f":"'ورودی نیروها'!C623","v":"BASE"},{"$f":"'ورودی نیروها'!D623","v":7},{"$f":"'ورودی نیروها'!E623","v":"ACIS62"},"7 - ACIS62",{"$f":"ABS('ورودی نیروها'!H623)","v":66985.5},{"$f":"ABS('ورودی نیروها'!I623)","v":1563443.56},{"$f":"ABS('ورودی نیروها'!J623)","v":3591220.4559999998},{"$f":"VLOOKUP(C630,'ورودی نیروها'!M$4:P$1000000,2,FALSE)","v":80},{"$f":"VLOOKUP(C630,'ورودی نیروها'!M$4:P$1000000,3,FALSE)","v":45},{"$f":"VLOOKUP(C630,'ورودی نیروها'!M$4:P$1000000,4,FALSE)","v":1},170,135,{"$f":"IF(VLOOKUP(C630,'ورودی نیروها'!M$4:Q$1048576,5,FALSE)=0,IF(K630=1,2*L630+2*M630,IF(K630=2,L630+2*M630,IF(K630=3,2*L630+M630,L630+M630))),VLOOKUP(C630,'ورودی نیروها'!M$4:Q$1048576,5,FALSE))","v":610},3175500,3175500,2855250,2855250,1.7777777777777777,40,12.570053699169309,0.42795410178053639,0.37268226712382524,669082.08440436423,1338384.1812835373,54900,1.8995829524989163,0.15111971658676765,"-","-","-","-","-"]
[null,{"$f":"'ورودی نیروها'!C624","v":"BASE"},{"$f":"'ورودی نیروها'!D624","v":7},{"$f":"'ورودی نیروها'!E624","v":"ACIS64"},"7 - ACIS64",{"$f":"ABS('ورودی نیروها'!H624)","v":87024.62},{"$f":"ABS('ورودی نیروها'!I624)","v":1830141.6839999999},{"$f":"ABS('ورودی نیروها'!J624)","v":3752267.4849999999},{"$f":"VLOOKUP(C631,'ورودی نیروها'!M$4:P$1000000,2,FALSE)","v":80},{"$f":"VLOOKUP(C631,'ورودی نیروها'!M$4:P$1000000,3,FALSE)","v":45},{"$f":"VLOOKUP(C631,'ورودی نیروها'!M$4:P$1000000,4,FALSE)","v":1},170,135,{"$f":"IF(VLOOKUP(C631,'ورودی نیروها'!M$4:Q$1048576,5,FALSE)=0,IF(K631=1,2*L631+2*M631,IF(K631=2,L631+2*M631,IF(K631=3,2*L631+M631,L631+M631))),VLOOKUP(C631,'ورودی نیروها'!M$4:Q$1048576,5,FALSE))","v":610},3175500,3175500,2855250,2855250,1.7777777777777777,40,12.570053699169309,0.42795410178053639,0.37268226712382524,783216.64050733822,1398403.5531648139,54900,2.3215571836278515,0.18468951996452262,"-","-","-","-","-"]
[null,{"$f":"'ورودی نیروها'!C625","v":"BASE"},{"$f":"'ورودی نیروها'!D625","v":7},{"$f":"'ورودی نیروها'!E625","v":"ACIS65"},"7 - ACIS65",{"$f":"ABS('ورودی نیروها'!H625)","v":321211.42},{"$f":"ABS('ورودی نیروها'!I625)","v":1757222.291},{"$f":"ABS('ورودی نیروها'!J625)","v":3021807.0929999999},{"$f":"VLOOKUP(C632,'ورودی نیروها'!M$4:P$1000000,2,FALSE)","v":80},{"$f":"VLOOKUP(C632,'ورودی نیروها'!M$4:P$1000000,3,FALSE)","v":45},{"$f":"VLOOKUP(C632,'ورودی نیروها'!M$4:P$1000000,4,FALSE)","v":1},170,135,{"$f":"IF(VLOOKUP(C632,'ورودی نیروها'!M$4:Q$1048576,5,FALSE)=0,IF(K632=1,2*L632+2*M632,IF(K632=2,L632+2*M632,IF(K632=3,2*L632+M632,L632+M632))),VLOOKUP(C632,'ورودی نیروها'!M$4:Q$1048576,5,FALSE))","v":610},3175500,3175500,2855250,2855250,1.7777777777777777,40,12.570053699169309,0.42795410178053639,0.37268226712382524,752010.48717364133,1126173.9182300959,54900,6.4820841162386991,0.51567672432991019,"-","-","-","-","-"]
[null,{"$f":"'ورودی نیروها'!C626","v":"BASE"},{"$f":"'ورودی نیروها'!D626","v":7},{"$f":"'ورودی نیروها'!E626","v":"ACIS67"},"7 - ACIS67",{"$f":"ABS('ورودی نیروها'!H626)","v":246064.41},{"$f":"ABS('ورودی نیروها'!I626)","v":1802446.36},{"$f":"ABS('ورودی نیروها'!J626)","v":3149081.9589999998},{"$f":"VLOOKUP(C633,'ورودی نیروها'!M$4:P$1000000,2,FALSE)","v":80},{"$f":"VLOOKUP(C633,'ورودی نیروها'!M$4:P$1000000,3,FALSE)","v":45},{"$f":"VLOOKUP(C633,'ورودی نیروها'!M$4:P$1000000,4,FALSE)","v":1},170,135,{"$f":"IF(VLOOKUP(C633,'ورودی نیروها'!M$4:Q$1048576,5,FALSE)=0,IF(K633=1,2*L633+2*M633,IF(K633=2,L633+2*M633,IF(K633=3,2*L633+M633,L633+M633))),VLOOKUP(C633,'ورودی نیروها'!M$4:Q$1048576,5,FALSE))","v":610},3175500,3175500,2855250,2855250,1.7777777777777777,40,12.570053699169309,0.42795410178053639,0.37268226712382524,771364.31300139742,1173607.0038388567,54900,5.1359934390564117,0.40858961798992344,"-","-","-","-","-"]
[null,{"$f":"'ورودی نیروها'!C627","v":"BASE"},{"$f":"'ورودی نیروها'!D627","v":7},{"$f":"'ورودی نیروها'!E627","v":"ACIS68"},"7 - ACIS68",{"$f":"ABS('ورودی نیروها'!H627)","v":190956.52},{"$f":"ABS('ورودی نیروها'!I627)","v":1545914.8149999999},{"$f":"ABS('ورودی نیروها'!J627)","v":3115309.7949999999},{"$f":"VLOOKUP(C634,'ورودی نیروها'!M$4:P$1000000,2,FALSE)","v":80},{"$f":"VLOOKUP(C634,'ورودی نیروها'!M$4:P$1000000,3,FALSE)","v":45},{"$f":"VLOOKUP(C634,'ورودی نیروها'!M$4:P$1000000,4,FALSE)","v":1},170,135,{"$f":"IF(VLOOKUP(C634,'ورودی نیروها'!M$4:Q$1048576,5,FALSE)=0,IF(K634=1,2*L634+2*M634,IF(K634=2,L634+2*M634,IF(K634=3,2*L634+M634,L634+M634))),VLOOKUP(C634,'ورودی نیروها'!M$4:Q$1048576,5,FALSE))","v":610},3175500,3175500,2855250,2855250,1.7777777777777777,40,12.570053699169309,0.42795410178053639,0.37268226712382524,661580.58608254907,1161020.7171936592,54900,4.0932265078949772,0.32563317594780666,"-","-","-","-","-"]
[null,{"$f":"'ورودی نیروها'!C628","v":"BASE"},{"$f":"'ورودی نیروها'!D628","v":7},{"$f":"'ورودی نیروها'!E628","v":"ACIS69"},"7 - ACIS69",{"$f":"ABS('ورودی نیروها'!H628)","v":141568.5},{"$f":"ABS('ورودی نیروها'!I628)","v":1352473.5649999999},{"$f":"ABS('ورودی نیروها'!J628)","v":3660431.84},{"$f":"VLOOKUP(C635,'ورودی نیروها'!M$4:P$1000000,2,FALSE)","v":80},{"$f":"VLOOKUP(C635,'ورودی نیروها'!M$4:P$1000000,3,FALSE)","v":45},{"$f":"VLOOKUP(C635,'ورودی نیروها'!M$4:P$1000000,4,FALSE)","v":1},170,135,{"$f":"IF(VLOOKUP(C635,'ورودی نیروها'!M$4:Q$1048576,5,FALSE)=0,IF(K635=1,2*L635+2*M635,IF(K635=2,L635+2*M635,IF(K635=3,2*L635+M635,L635+M635))),VLOOKUP(C635,'ورودی نیروها'!M$4:Q$1048576,5,FALSE))","v":610},3175500,3175500,2855250,2855250,1.7777777777777777,40,12.570053699169309,0.42795410178053639,0.37268226712382524,578796.60969149484,1364178.0367834351,54900,3.2387094844781501,0.25765279624001763,"-","-","-","-","-"]
[null,{"$f":"'ورودی نیروها'!C629","v":"BASE"},{"$f":"'ورودی نیروها'!D629","v":7},{"$f":"'ورودی نیروها'!E629","v":"ACIS70"},"7 - ACIS70",{"$f":"ABS('ورودی نیروها'!H629)","v":66421.48},{"$f":"ABS('ورودی نیروها'!I629)","v":1397697.6340000001},{"$f":"ABS('ورودی نیروها'!J629)","v":3533156.9750000001},{"$f":"VLOOKUP(C636,'ورودی نیروها'!M$4:P$1000000,2,FALSE)","v":80},{"$f":"VLOOKUP(C636,'ورودی نیروها'!M$4:P$1000000,3,FALSE)","v":45},{"$f":"VLOOKUP(C636,'ورودی نیروها'!M$4:P$1000000,4,FALSE)","v":1},170,135,{"$f":"IF(VLOOKUP(C636,'ورودی نیروها'!M$4:Q$1048576,5,FALSE)=0,IF(K636=1,2*L636+2*M636,IF(K636=2,L636+2*M636,IF(K636=3,2*L636+M636,L636+M636))),VLOOKUP(C636,'ورودی نیروها'!M$4:Q$1048576,5,FALSE))","v":610},3175500,3175500,2855250,2855250,1.7777777777777777,40,12.570053699169309,0.42795410178053639,0.37268226712382524,598150.43551925092,1316744.9515473563,54900,1.8593934536747052,0.14792247496902763,"-","-","-","-","-"]
[null,{"$f":"'ورودی نیروها'!C630","v":"BASE"},{"$f":"'ورودی نیروها'!D630","v":7},{"$f":"'ورودی نیروها'!E630","v":"ACIS71"},"7 - ACIS71",{"$f":"ABS('ورودی نیروها'!H630)","v":86460.61},{"$f":"ABS('ورودی نیروها'!I630)","v":1995887.61},{"$f":"ABS('ورودی نیروها'!J630)","v":3694204.0040000002},{"$f":"VLOOKUP(C637,'ورودی نیروها'!M$4:P$1000000,2,FALSE)","v":80},{"$f":"VLOOKUP(C637,'ورودی نیروها'!M$4:P$1000000,3,FALSE)","v":45},{"$f":"VLOOKUP(C637,'ورودی نیروها'!M$4:P$1000000,4,FALSE)","v":1},170,135,{"$f":"IF(VLOOKUP(C637,'ورودی نیروها'!M$4:Q$1048576,5,FALSE)=0,IF(K637=1,2*L637+2*M637,IF(K637=2,L637+2*M637,IF(K637=3,2*L637+M637,L637+M637))),VLOOKUP(C637,'ورودی نیروها'!M$4:Q$1048576,5,FALSE))","v":610},3175500,3175500,2855250,2855250,1.7777777777777777,40,12.570053699169309,0.42795410178053639,0.37268226712382524,854148.28939245152,1376764.3234286329,54900,2.3260421852557038,0.18504632047907799,"-","-","-","-","-"]
[null,{"$f":"'ورودی نیروها'!C631","v":"BASE"},{"$f":"'ورودی نیروها'!D631","v":7},{"$f":"'ورودی نیروها'!E631","v":"ACIS72"},"7 - ACIS72",{"$f":"ABS('ورودی نیروها'!H631)","v":11313.59},{"$f":"ABS('ورودی نیروها'!I631)","v":1950663.54},{"$f":"ABS('ورودی نیروها'!J631)","v":3566929.139},{"$f":"VLOOKUP(C638,'ورودی نیروها'!M$4:P$1000000,2,FALSE)","v":80},{"$f":"VLOOKUP(C638,'ورودی نیروها'!M$4:P$1000000,3,FALSE)","v":45},{"$f":"VLOOKUP(C638,'ورودی نیروها'!M$4:P$1000000,4,FALSE)","v":1},170,135,{"$f":"IF(VLOOKUP(C638,'ورودی نیروها'!M$4:Q$1048576,5,FALSE)=0,IF(K638=1,2*L638+2*M638,IF(K638=2,L638+2*M638,IF(K638=3,2*L638+M638,L638+M638))),VLOOKUP(C638,'ورودی نیروها'!M$4:Q$1048576,5,FALSE))","v":610},3175500,3175500,2855250,2855250,1.7777777777777777,40,12.570053699169309,0.42795410178053639,0.37268226712382524,834794.46313674143,1329331.2381925539,54900,0.93453668757036157,7.4346276470729819E-2,"-","-","-","-","-"]
[null,{"$f":"'ورودی نیروها'!C632","v":"BASE"},{"$f":"'ورودی نیروها'!D632","v":7},{"$f":"'ورودی نیروها'!E632","v":"ACIS73"},"7 - ACIS73",{"$f":"ABS('ورودی نیروها'!H632)","v":322544.33},{"$f":"ABS('ورودی نیروها'!I632)","v":5497119.7180000003},{"$f":"ABS('ورودی نیروها'!J632)","v":731133.84600000002},{"$f":"VLOOKUP(C639,'ورودی نیروها'!M$4:P$1000000,2,FALSE)","v":80},{"$f":"VLOOKUP(C639,'ورودی نیروها'!M$4:P$1000000,3,FALSE)","v":45},{"$f":"VLOOKUP(C639,'ورودی نیروها'!M$4:P$1000000,4,FALSE)","v":1},170,135,{"$f":"IF(VLOOKUP(C639,'ورودی نیروها'!M$4:Q$1048576,5,FALSE)=0,IF(K639=1,2*L639+2*M639,IF(K639=2,L639+2*M639,IF(K639=3,2*L639+M639,L639+M639))),VLOOKUP(C639,'ورودی نیروها'!M$4:Q$1048576,5,FALSE))","v":610},3175500,3175500,2855250,2855250,1.7777777777777777,40,12.570053699169309,0.42795410178053639,0.37268226712382524,2352514.9312967658,272480.61929824174,54900,6.7113887661571408,0.53391886198550309,"-","-","-","-","-"]
[null,{"$f":"'ورودی نیروها'!C633","v":"BASE"},{"$f":"'ورودی نیروها'!D633","v":7},{"$f":"'ورودی نیروها'!E633","v":"ACIS74"},"7 - ACIS74",{"$f":"ABS('ورودی نیروها'!H633)","v":247397.32},{"$f":"ABS('ورودی نیروها'!I633)","v":5542343.7869999995},{"$f":"ABS('ورودی نیروها'!J633)","v":858408.71200000006},{"$f":"VLOOKUP(C640,'ورودی نیروها'!M$4:P$1000000,2,FALSE)","v":80},{"$f":"VLOOKUP(C640,'ورودی نیروها'!M$4:P$1000000,3,FALSE)","v":45},{"$f":"VLOOKUP(C640,'ورودی نیروها'!M$4:P$1000000,4,FALSE)","v":1},170,135,{"$f":"IF(VLOOKUP(C640,'ورودی نیروها'!M$4:Q$1048576,5,FALSE)=0,IF(K640=1,2*L640+2*M640,IF(K640=2,L640+2*M640,IF(K640=3,2*L640+M640,L640+M640))),VLOOKUP(C640,'ورودی نیروها'!M$4:Q$1048576,5,FALSE))","v":610},3175500,3175500,2855250,2855250,1.7777777777777777,40,12.570053699169309,0.42795410178053639,0.37268226712382524,2371868.7571245213,319913.7049070028,54900,5.3652980889748534,0.42683175564551634,"-","-","-","-","-"]
[null,{"$f":"'ورودی نیروها'!C634","v":"BASE"},{"$f":"'ورودی نیروها'!D634","v":7},{"$f":"'ورودی نیروها'!E634","v":"ACIS75"},"7 - ACIS75",{"$f":"ABS('ورودی نیروها'!H634)","v":268820.65999999997},{"$f":"ABS('ورودی نیروها'!I634)","v":5425418.8779999996},{"$f":"ABS('ورودی نیروها'!J634)","v":1290956.878},{"$f":"VLOOKUP(C641,'ورودی نیروها'!M$4:P$1000000,2,FALSE)","v":80},{"$f":"VLOOKUP(C641,'ورودی نیروها'!M$4:P$1000000,3,FALSE)","v":45},{"$f":"VLOOKUP(C641,'ورودی نیروها'!M$4:P$1000000,4,FALSE)","v":1},170,135,{"$f":"IF(VLOOKUP(C641,'ورودی نیروها'!M$4:Q$1048576,5,FALSE)=0,IF(K641=1,2*L641+2*M641,IF(K641=2,L641+2*M641,IF(K641=3,2*L641+M641,L641+M641))),VLOOKUP(C641,'ورودی نیروها'!M$4:Q$1048576,5,FALSE))","v":610},3175500,3175500,2855250,2855250,1.7777777777777777,40,12.570053699169309,0.42795410178053639,0.37268226712382524,2321830.2627176554,481116.73605213547,54900,5.7962236517265637,0.4611136746464024,"-","-","-","-","-"]
[null,{"$f":"'ورودی نیروها'!C635","v":"BASE"},{"$f":"'ورودی نیروها'!D635","v":7},{"$f":"'ورودی نیروها'!E635","v":"ACIS76"},"7 - ACIS76",{"$f":"ABS('ورودی نیروها'!H635)","v":193673.65},{"$f":"ABS('ورودی نیروها'!I635)","v":5470642.9469999997},{"$f":"ABS('ورودی نیروها'!J635)","v":1163682.013},{"$f":"VLOOKUP(C642,'ورودی نیروها'!M$4:P$1000000,2,FALSE)","v":80},{"$f":"VLOOKUP(C642,'ورودی نیروها'!M$4:P$1000000,3,FALSE)","v":45},{"$f":"VLOOKUP(C642,'ورودی نیروها'!M$4:P$1000000,4,FALSE)","v":1},170,135,{"$f":"IF(VLOOKUP(C642,'ورودی نیروها'!M$4:Q$1048576,5,FALSE)=0,IF(K642=1,2*L642+2*M642,IF(K642=2,L642+2*M642,IF(K642=3,2*L642+M642,L642+M642))),VLOOKUP(C642,'ورودی نیروها'!M$4:Q$1048576,5,FALSE))","v":610},3175500,3175500,2855250,2855250,1.7777777777777777,40,12.570053699169309,0.42795410178053639,0.37268226712382524,2341184.0885454114,433683.6508160567,54900,4.4169078030724815,0.35138336786615099,"-","-","-","-","-"]
[null,{"$f":"'ورودی نیروها'!C636","v":"BASE"},{"$f":"'ورودی نیروها'!D636","v":7},{"$f":"'ورودی نیروها'!E636","v":"ACIS78"},"7 - ACIS78",{"$f":"ABS('ورودی نیروها'!H636)","v":138851.37},{"$f":"ABS('ورودی نیروها'!I636)","v":5664084.2000000002},{"$f":"ABS('ورودی نیروها'!J636)","v":618559.96699999995},{"$f":"VLOOKUP(C643,'ورودی نیروها'!M$4:P$1000000,2,FALSE)","v":80},{"$f":"VLOOKUP(C643,'ورودی نیروها'!M$4:P$1000000,3,FALSE)","v":45},{"$f":"VLOOKUP(C643,'ورودی نیروها'!M$4:P$1000000,4,FALSE)","v":1},170,135,{"$f":"IF(VLOOKUP(C643,'ورودی نیروها'!M$4:Q$1048576,5,FALSE)=0,IF(K643=1,2*L643+2*M643,IF(K643=2,L643+2*M643,IF(K643=3,2*L643+M643,L643+M643))),VLOOKUP(C643,'ورودی نیروها'!M$4:Q$1048576,5,FALSE))","v":610},3175500,3175500,2855250,2855250,1.7777777777777777,40,12.570053699169309,0.42795410178053639,0.37268226712382524,2423968.0662203282,230526.33085359851,54900,3.373240855906984,0.26835532581136901,"-","-","-","-","-"]
[null,{"$f":"'ورودی نیروها'!C637","v":"BASE"},{"$f":"'ورودی نیروها'!D637","v":7},{"$f":"'ورودی نیروها'!E637","v":"ACIS79"},"7 - ACIS79",{"$f":"ABS('ورودی نیروها'!H637)","v":85127.69},{"$f":"ABS('ورودی نیروها'!I637)","v":5735785.04},{"$f":"ABS('ورودی نیروها'!J637)","v":1403530.757},{"$f":"VLOOKUP(C644,'ورودی نیروها'!M$4:P$1000000,2,FALSE)","v":80},{"$f":"VLOOKUP(C644,'ورودی نیروها'!M$4:P$1000000,3,FALSE)","v":45},{"$f":"VLOOKUP(C644,'ورودی نیروها'!M$4:P$1000000,4,FALSE)","v":1},170,135,{"$f":"IF(VLOOKUP(C644,'ورودی نیروها'!M$4:Q$1048576,5,FALSE)=0,IF(K644=1,2*L644+2*M644,IF(K644=2,L644+2*M644,IF(K644=3,2*L644+M644,L644+M644))),VLOOKUP(C644,'ورودی نیروها'!M$4:Q$1048576,5,FALSE))","v":610},3175500,3175500,2855250,2855250,1.7777777777777777,40,12.570053699169309,0.42795410178053639,0.37268226712382524,2454652.7347994382,523071.02449677867,54900,2.5067889120811802,0.19942547359577636,"-","-","-","-","-"]
[null,{"$f":"'ورودی نیروها'!C638","v":"BASE"},{"$f":"'ورودی نیروها'!D638","v":7},{"$f":"'ورودی نیروها'!E638","v":"ACIS80"},"7 - ACIS80",{"$f":"ABS('ورودی نیروها'!H638)","v":9980.68},{"$f":"ABS('ورودی نیروها'!I638)","v":5690560.9699999997},{"$f":"ABS('ورودی نیروها'!J638)","v":1276255.892},{"$f":"VLOOKUP(C645,'ورودی نیروها'!M$4:P$1000000,2,FALSE)","v":80},{"$f":"VLOOKUP(C645,'ورودی نیروها'!M$4:P$1000000,3,FALSE)","v":45},{"$f":"VLOOKUP(C645,'ورودی نیروها'!M$4:P$1000000,4,FALSE)","v":1},170,135,{"$f":"IF(VLOOKUP(C645,'ورودی نیروها'!M$4:Q$1048576,5,FALSE)=0,IF(K645=1,2*L645+2*M645,IF(K645=2,L645+2*M645,IF(K645=3,2*L645+M645,L645+M645))),VLOOKUP(C645,'ورودی نیروها'!M$4:Q$1048576,5,FALSE))","v":610},3175500,3175500,2855250,2855250,1.7777777777777777,40,12.570053699169309,0.42795410178053639,0.37268226712382524,2435298.9085437278,475637.93926069984,54900,1.1152835965452006,8.8725444078166835E-2,"-","-","-","-","-"]
[null,{"$f":"'ورودی نیروها'!C639","v":"BASE"},{"$f":"'ورودی نیروها'!D639","v":7},{"$f":"'ورودی نیروها'!E639","v":"ACIS81"},"7 - ACIS81",{"$f":"ABS('ورودی نیروها'!H639)","v":322857.64},{"$f":"ABS('ورودی نیروها'!I639)","v":5593476.2209999999},{"$f":"ABS('ورودی نیروها'!J639)","v":697378.41899999999},{"$f":"VLOOKUP(C646,'ورودی نیروها'!M$4:P$1000000,2,FALSE)","v":80},{"$f":"VLOOKUP(C646,'ورودی نیروها'!M$4:P$1000000,3,FALSE)","v":45},{"$f":"VLOOKUP(C646,'ورودی نیروها'!M$4:P$1000000,4,FALSE)","v":1},170,135,{"$f":"IF(VLOOKUP(C646,'ورودی نیروها'!M$4:Q$1048576,5,FALSE)=0,IF(K646=1,2*L646+2*M646,IF(K646=2,L646+2*M646,IF(K646=3,2*L646+M646,L646+M646))),VLOOKUP(C646,'ورودی نیروها'!M$4:Q$1048576,5,FALSE))","v":610},3175500,3175500,2855250,2855250,1.7777777777777777,40,12.570053699169309,0.42795410178053639,0.37268226712382524,2393751.0919888439,259900.57023614892,54900,6.7256754738800115,0.53505542894573932,"-","-","-","-","-"]
[null,{"$f":"'ورودی نیروها'!C640","v":"BASE"},{"$f":"'ورودی نیروها'!D640","v":7},{"$f":"'ورودی نیروها'!E640","v":"ACIS82"},"7 - ACIS82",{"$f":"ABS('ورودی نیروها'!H640)","v":247710.62},{"$f":"ABS('ورودی نیروها'!I640)","v":5638700.2910000002},{"$f":"ABS('ورودی نیروها'!J640)","v":824653.28399999999},{"$f":"VLOOKUP(C647,'ورودی نیروها'!M$4:P$1000000,2,FALSE)","v":80},{"$f":"VLOOKUP(C647,'ورودی نیروها'!M$4:P$1000000,3,FALSE)","v":45},{"$f":"VLOOKUP(C647,'ورودی نیروها'!M$4:P$1000000,4,FALSE)","v":1},170,135,{"$f":"IF(VLOOKUP(C647,'ورودی نیروها'!M$4:Q$1048576,5,FALSE)=0,IF(K647=1,2*L647+2*M647,IF(K647=2,L647+2*M647,IF(K647=3,2*L647+M647,L647+M647))),VLOOKUP(C647,'ورودی نیروها'!M$4:Q$1048576,5,FALSE))","v":610},3175500,3175500,2855250,2855250,1.7777777777777777,40,12.570053699169309,0.42795410178053639,0.37268226712382524,2413104.9182445542,307333.65547222772,54900,5.3795846145526021,0.4279683081153513,"-","-","-","-","-"]
[null,{"$f":"'ورودی نیروها'!C641","v":"BASE"},{"$f":"'ورودی نیروها'!D641","v":7},{"$f":"'ورودی نیروها'!E641","v":"ACIS83"},"7 - ACIS83",{"$f":"ABS('ورودی نیروها'!H641)","v":269133.96000000002},{"$f":"ABS('ورودی نیروها'!I641)","v":5521775.3820000002},{"$f":"ABS('ورودی نیروها'!J641)","v":1324712.3049999999},{"$f":"VLOOKUP(C648,'ورودی نیروها'!M$4:P$1000000,2,FALSE)","v":80},{"$f":"VLOOKUP(C648,'ورودی نیروها'!M$4:P$1000000,3,FALSE)","v":45},{"$f":"VLOOKUP(C648,'ورودی نیروها'!M$4:P$1000000,4,FALSE)","v":1},170,135,{"$f":"IF(VLOOKUP(C648,'ورودی نیروها'!M$4:Q$1048576,5,FALSE)=0,IF(K648=1,2*L648+2*M648,IF(K648=2,L648+2*M648,IF(K648=3,2*L648+M648,L648+M648))),VLOOKUP(C648,'ورودی نیروها'!M$4:Q$1048576,5,FALSE))","v":610},3175500,3175500,2855250,2855250,1.7777777777777777,40,12.570053699169309,0.42795410178053639,0.37268226712382524,2363066.4238376883,493696.7851142282,54900,5.8193220496436426,0.46295124817392086,"-","-","-","-","-"]
[null,{"$f":"'ورودی نیروها'!C642","v":"BASE"},{"$f":"'ورودی نیروها'!D642","v":7},{"$f":"'ورودی نیروها'!E642","v":"ACIS84"},"7 - ACIS84",{"$f":"ABS('ورودی نیروها'!H642)","v":193986.95},{"$f":"ABS('ورودی نیروها'!I642)","v":5566999.4510000004},{"$f":"ABS('ورودی نیروها'!J642)","v":1197437.4399999999},{"$f":"VLOOKUP(C649,'ورودی نیروها'!M$4:P$1000000,2,FALSE)","v":80},{"$f":"VLOOKUP(C649,'ورودی نیروها'!M$4:P$1000000,3,FALSE)","v":45},{"$f":"VLOOKUP(C649,'ورودی نیروها'!M$4:P$1000000,4,FALSE)","v":1},170,135,{"$f":"IF(VLOOKUP(C649,'ورودی نیروها'!M$4:Q$1048576,5,FALSE)=0,IF(K649=1,2*L649+2*M649,IF(K649=2,L649+2*M649,IF(K649=3,2*L649+M649,L649+M649))),VLOOKUP(C649,'ورودی نیروها'!M$4:Q$1048576,5,FALSE))","v":610},3175500,3175500,2855250,2855250,1.7777777777777777,40,12.570053699169309,0.42795410178053639,0.37268226712382524,2382420.2496654443,446263.69987814943,54900,4.4400062009895596,0.35322094139366939,"-","-","-","-","-"]
[null,{"$f":"'ورودی نیروها'!C643","v":"BASE"},{"$f":"'ورودی نیروها'!D643","v":7},{"$f":"'ورودی نیروها'!E643","v":"ACIS85"},"7 - ACIS85",{"$f":"ABS('ورودی نیروها'!H643)","v":138538.06},{"$f":"ABS('ورودی نیروها'!I643)","v":5760440.7000000002},{"$f":"ABS('ورودی نیروها'!J643)","v":652315.39500000002},{"$f":"VLOOKUP(C650,'ورودی نیروها'!M$4:P$1000000,2,FALSE)","v":80},{"$f":"VLOOKUP(C650,'ورودی نیروها'!M$4:P$1000000,3,FALSE)","v":45},{"$f":"VLOOKUP(C650,'ورودی نیروها'!M$4:P$1000000,4,FALSE)","v":1},170,135,{"$f":"IF(VLOOKUP(C650,'ورودی نیروها'!M$4:Q$1048576,5,FALSE)=0,IF(K650=1,2*L650+2*M650,IF(K650=2,L650+2*M650,IF(K650=3,2*L650+M650,L650+M650))),VLOOKUP(C650,'ورودی نیروها'!M$4:Q$1048576,5,FALSE))","v":610},3175500,3175500,2855250,2855250,1.7777777777777777,40,12.570053699169309,0.42795410178053639,0.37268226712382524,2465204.2256285446,243106.38028837359,54900,3.3849255922133312,0.26928489513430032,"-","-","-","-","-"]
[null,{"$f":"'ورودی نیروها'!C644","v":"BASE"},{"$f":"'ورودی نیروها'!D644","v":7},{"$f":"'ورودی نیروها'!E644","v":"ACIS86"},"7 - ACIS86",{"$f":"ABS('ورودی نیروها'!H644)","v":63391.05},{"$f":"ABS('ورودی نیروها'!I644)","v":5715216.6299999999},{"$f":"ABS('ورودی نیروها'!J644)","v":779590.26},{"$f":"VLOOKUP(C651,'ورودی نیروها'!M$4:P$1000000,2,FALSE)","v":80},{"$f":"VLOOKUP(C651,'ورودی نیروها'!M$4:P$1000000,3,FALSE)","v":45},{"$f":"VLOOKUP(C651,'ورودی نیروها'!M$4:P$1000000,4,FALSE)","v":1},170,135,{"$f":"IF(VLOOKUP(C651,'ورودی نیروها'!M$4:Q$1048576,5,FALSE)=0,IF(K651=1,2*L651+2*M651,IF(K651=2,L651+2*M651,IF(K651=3,2*L651+M651,L651+M651))),VLOOKUP(C651,'ورودی نیروها'!M$4:Q$1048576,5,FALSE))","v":610},3175500,3175500,2855250,2855250,1.7777777777777777,40,12.570053699169309,0.42795410178053639,0.37268226712382524,2445850.3993728342,290539.46552445239,54900,2.0266454480186207,0.16122806604657158,"-","-","-","-","-"]
[null,{"$f":"'ورودی نیروها'!C645","v":"BASE"},{"$f":"'ورودی نیروها'!D645","v":7},{"$f":"'ورودی نیروها'!E645","v":"ACIS87"},{"$f":"CONCATENATE(C652,\" - \",D652)","v":"7 - ACIS87"},{"$f":"ABS('ورودی نیروها'!H645)","v":84814.39},{"$f":"ABS('ورودی نیروها'!I645)","v":5832141.54},{"$f":"ABS('ورودی نیروها'!J645)","v":1369775.33},{"$f":"VLOOKUP(C652,'ورودی نیروها'!M$4:P$1000000,2,FALSE)","v":80},{"$f":"VLOOKUP(C652,'ورودی نیروها'!M$4:P$1000000,3,FALSE)","v":45},{"$f":"VLOOKUP(C652,'ورودی نیروها'!M$4:P$1000000,4,FALSE)","v":1},{"$f":"IF(OR(K652=1,K652=2),I652+$C$6,I652+($C$6/2))","v":170},{"$f":"IF(OR(K652=1,K652=3),J652+$C$6,J652+($C$6/2))","v":135},{"$f":"IF(VLOOKUP(C652,'ورودی نیروها'!M$4:Q$1048576,5,FALSE)=0,IF(K652=1,2*L652+2*M652,IF(K652=2,L652+2*M652,IF(K652=3,2*L652+M652,L652+M652))),VLOOKUP(C652,'ورودی نیروها'!M$4:Q$1048576,5,FALSE))","v":610},{"$f":"IF(K652=1,(L652*$C$6*(L652+3*M652)+$C$6^3)/3,IF(K652=2,(2*M652^2*$C$6*(M652+2*L652)+$C$6^3*(2*M652+L652))/(6*M652),IF(K652=3,M652*$C$6*(M652+6*L652)/6,($C$6*(L652+4*M652)+$C$6^3*(L652+M652))/(6*L652))))","v":3175500},{"$f":"IF(K652=1,(L652*$C$6*(L652+3*M652)+$C$6^3)/3,IF(K652=2,(2*M652^2*$C$6*(M652+2*L652)+$C$6^3*(2*M652+L652))/(6*(L652+M652)),IF(K652=3,(M652*$C$6*(M652+6*L652)+$C$6^3)/6,(L652^2*$C$6*(L652+4*M652)+$C$6^3*(L652+M652))/(6*(L652+2*M652)))))","v":3175500},{"$f":"IF(K652=1,(M652*$C$6*(M652+3*L652)+$C$6^3)/3,IF(K652=2,L652*$C$6*(L652+6*M652)/6,IF(K652=3,(2*L652^2*$C$6*(L652+2*M652)+$C$6^3*(2*L652+M652))/(6*L652),($C$6*(M652+4*L652)+$C$6^3*(M652+L652))/(6*M652))))","v":2855250},{"$f":"IF(K652=1,(M652*$C$6*(M652+3*L652)+$C$6^3)/3,IF(K652=2,(L652*$C$6*(L652+6*M652)+$C$6^3)/6,IF(K652=3,(2*L652^2*$C$6*(L652+2*M652)+$C$6^3*(2*L652+M652))/(6*(M652+L652)),(M652^2*$C$6*(M652+4*L652)+$C$6^3*(M652+L652))/(6*(M652+2*L652)))))","v":2855250},{"$f":"MAX(I652:J652)/MIN(I652:J652)","v":1.7777777777777777},{"$f":"IF(K652=1,40,IF(K652=4,20,30))","v":40},{"$f":"MIN(0.53*$C$5*(1+(2/S652))*SQRT($C$4),0.53*$C$5*(1+((T652*$C$6)/(2*N652)))*SQRT($C$4),1.06*$C$5*SQRT($C$4))","v":12.570053699169309},{"$f":"1-(1/((1+(2/3)*SQRT(L652/M652))))","v":0.42795410178053639},{"$f":"1-(1/((1+(2/3)*SQRT(M652/L652))))","v":0.37268226712382524},{"$f":"V652*G652","v":2495888.8942076541},{"$f":"W652*H652","v":510490.97543468588},{"$f":"N652*$C$6","v":54900},{"$f":"(F652/Z652)+(X652/MIN(O652:P652))+(Y652/MIN(Q652:R652))","v":2.5096619581975617},{"$f":"AA652/U652","v":0.19965403635176296},{"$f":"IF(AB652<=1,\"-\",F652/$C$5)","v":"-"},{"$f":"IF(AB652<=1,\"-\",3*U652*N652*$C$6/$C$5)","v":"-"},{"$f":"IF(AB652<=1,\"-\",IF(AC652<=AD652,\"OK\",\"NOT OK\"))","v":"-"},{"$f":"IF(AB652<=1,\"-\",IF(OR($C$6>=15,$C$6>=16*($C$8/10)),\"OK\",\"NOT OK\"))","v":"-"},{"$f":"IF(OR(AE652=\"NOT OK\",AF652=\"NOT OK\"),\"CANT USE\",IF(AB652<=1,\"-\",(AA652-U652)*N652/($C$5*$C$7)))","v":"-"}]
[null,{"$f":"'ورودی نیروها'!C646","v":"BASE"},{"$f":"'ورودی نیروها'!D646","v":7},{"$f":"'ورودی نیروها'!E646","v":"ACIS88"},"7 - ACIS88",{"$f":"ABS('ورودی نیروها'!H646)","v":9667.3799999999992},{"$f":"ABS('ورودی نیروها'!I646)","v":5786917.4699999997},{"$f":"ABS('ورودی نیروها'!J646)","v":1242500.4639999999},{"$f":"VLOOKUP(C653,'ورودی نیروها'!M$4:P$1000000,2,FALSE)","v":80},{"$f":"VLOOKUP(C653,'ورودی نیروها'!M$4:P$1000000,3,FALSE)","v":45},{"$f":"VLOOKUP(C653,'ورودی نیروها'!M$4:P$1000000,4,FALSE)","v":1},170,135,{"$f":"IF(VLOOKUP(C653,'ورودی نیروها'!M$4:Q$1048576,5,FALSE)=0,IF(K653=1,2*L653+2*M653,IF(K653=2,L653+2*M653,IF(K653=3,2*L653+M653,L653+M653))),VLOOKUP(C653,'ورودی نیروها'!M$4:Q$1048576,5,FALSE))","v":610},3175500,3175500,2855250,2855250,1.7777777777777777,40,12.570053699169309,0.42795410178053639,0.37268226712382524,2476535.0679519442,463057.88982592477,54900,1.1181566425310567,8.8954006823769582E-2,"-","-","-","-","-"]
[null,{"$f":"'ورودی نیروها'!C647","v":"BASE"},{"$f":"'ورودی نیروها'!D647","v":7},{"$f":"'ورودی نیروها'!E647","v":"ACIS89"},"7 - ACIS89",{"$f":"ABS('ورودی نیروها'!H647)","v":322231.03000000003},{"$f":"ABS('ورودی نیروها'!I647)","v":5400763.2149999999},{"$f":"ABS('ورودی نیروها'!J647)","v":764889.27399999998},{"$f":"VLOOKUP(C654,'ورودی نیروها'!M$4:P$1000000,2,FALSE)","v":80},{"$f":"VLOOKUP(C654,'ورودی نیروها'!M$4:P$1000000,3,FALSE)","v":45},{"$f":"VLOOKUP(C654,'ورودی نیروها'!M$4:P$1000000,4,FALSE)","v":1},170,135,{"$f":"IF(VLOOKUP(C654,'ورودی نیروها'!M$4:Q$1048576,5,FALSE)=0,IF(K654=1,2*L654+2*M654,IF(K654=2,L654+2*M654,IF(K654=3,2*L654+M654,L654+M654))),VLOOKUP(C654,'ورودی نیروها'!M$4:Q$1048576,5,FALSE))","v":610},3175500,3175500,2855250,2855250,1.7777777777777777,40,12.570053699169309,0.42795410178053639,0.37268226712382524,2311278.7706046868,285060.66873301676,54900,6.6971022407141598,0.5327823095263895,"-","-","-","-","-"]
[null,{"$f":"'ورودی نیروها'!C648","v":"BASE"},{"$f":"'ورودی نیروها'!D648","v":7},{"$f":"'ورودی نیروها'!E648","v":"ACIS90"},"7 - ACIS90",{"$f":"ABS('ورودی نیروها'!H648)","v":247084.02},{"$f":"ABS('ورودی نیروها'!I648)","v":5445987.284},{"$f":"ABS('ورودی نیروها'!J648)","v":892164.13899999997},{"$f":"VLOOKUP(C655,'ورودی نیروها'!M$4:P$1000000,2,FALSE)","v":80},{"$f":"VLOOKUP(C655,'ورودی نیروها'!M$4:P$1000000,3,FALSE)","v":45},{"$f":"VLOOKUP(C655,'ورودی نیروها'!M$4:P$1000000,4,FALSE)","v":1},170,135,{"$f":"IF(VLOOKUP(C655,'ورودی نیروها'!M$4:Q$1048576,5,FALSE)=0,IF(K655=1,2*L655+2*M655,IF(K655=2,L655+2*M655,IF(K655=3,2*L655+M655,L655+M655))),VLOOKUP(C655,'ورودی نیروها'!M$4:Q$1048576,5,FALSE))","v":610},3175500,3175500,2855250,2855250,1.7777777777777777,40,12.570053699169309,0.42795410178053639,0.37268226712382524,2330632.5964324428,332493.75396909553,54900,5.3510115634013466,0.42569520317601889,"-","-","-","-","-"]
[null,{"$f":"'ورودی نیروها'!C649","v":"BASE"},{"$f":"'ورودی نیروها'!D649","v":7},{"$f":"'ورودی نیروها'!E649","v":"ACIS91"},"7 - ACIS91",{"$f":"ABS('ورودی نیروها'!H649)","v":268507.36},{"$f":"ABS('ورودی نیروها'!I649)","v":5329062.375},{"$f":"ABS('ورودی نیروها'!J649)","v":1257201.4509999999},{"$f":"VLOOKUP(C656,'ورودی نیروها'!M$4:P$1000000,2,FALSE)","v":80},{"$f":"VLOOKUP(C656,'ورودی نیروها'!M$4:P$1000000,3,FALSE)","v":45},{"$f":"VLOOKUP(C656,'ورودی نیروها'!M$4:P$1000000,4,FALSE)","v":1},170,135,{"$f":"IF(VLOOKUP(C656,'ورودی نیروها'!M$4:Q$1048576,5,FALSE)=0,IF(K656=1,2*L656+2*M656,IF(K656=2,L656+2*M656,IF(K656=3,2*L656+M656,L656+M656))),VLOOKUP(C656,'ورودی نیروها'!M$4:Q$1048576,5,FALSE))","v":610},3175500,3175500,2855250,2855250,1.7777777777777777,40,12.570053699169309,0.42795410178053639,0.37268226712382524,2280594.1020255769,468536.68699004262,54900,5.7731252539442535,0.45927610112960537,"-","-","-","-","-"]
[null,{"$f":"'ورودی نیروها'!C650","v":"BASE"},{"$f":"'ورودی نیروها'!D650","v":7},{"$f":"'ورودی نیروها'!E650","v":"ACIS92"},"7 - ACIS92",{"$f":"ABS('ورودی نیروها'!H650)","v":193360.34},{"$f":"ABS('ورودی نیروها'!I650)","v":5374286.4440000001},{"$f":"ABS('ورودی نیروها'!J650)","v":1129926.585},{"$f":"VLOOKUP(C657,'ورودی نیروها'!M$4:P$1000000,2,FALSE)","v":80},{"$f":"VLOOKUP(C657,'ورودی نیروها'!M$4:P$1000000,3,FALSE)","v":45},{"$f":"VLOOKUP(C657,'ورودی نیروها'!M$4:P$1000000,4,FALSE)","v":1},170,135,{"$f":"IF(VLOOKUP(C657,'ورودی نیروها'!M$4:Q$1048576,5,FALSE)=0,IF(K657=1,2*L657+2*M657,IF(K657=2,L657+2*M657,IF(K657=3,2*L657+M657,L657+M657))),VLOOKUP(C657,'ورودی نیروها'!M$4:Q$1048576,5,FALSE))","v":610},3175500,3175500,2855250,2855250,1.7777777777777777,40,12.570053699169309,0.42795410178053639,0.37268226712382524,2299947.9278533328,421103.60138128162,54900,4.3938092230102841,0.3495457798482316,"-","-","-","-","-"]
[null,{"$f":"'ورودی نیروها'!C651","v":"BASE"},{"$f":"'ورودی نیروها'!D651","v":7},{"$f":"'ورودی نیروها'!E651","v":"ACIS93"},"7 - ACIS93",{"$f":"ABS('ورودی نیروها'!H651)","v":139164.67000000001},{"$f":"ABS('ورودی نیروها'!I651)","v":5567727.6900000004},{"$f":"ABS('ورودی نیروها'!J651)","v":584804.54},{"$f":"VLOOKUP(C658,'ورودی نیروها'!M$4:P$1000000,2,FALSE)","v":80},{"$f":"VLOOKUP(C658,'ورودی نیروها'!M$4:P$1000000,3,FALSE)","v":45},{"$f":"VLOOKUP(C658,'ورودی نیروها'!M$4:P$1000000,4,FALSE)","v":1},170,135,{"$f":"IF(VLOOKUP(C658,'ورودی نیروها'!M$4:Q$1048576,5,FALSE)=0,IF(K658=1,2*L658+2*M658,IF(K658=2,L658+2*M658,IF(K658=3,2*L658+M658,L658+M658))),VLOOKUP(C658,'ورودی نیروها'!M$4:Q$1048576,5,FALSE))","v":610},3175500,3175500,2855250,2855250,1.7777777777777777,40,12.570053699169309,0.42795410178053639,0.37268226712382524,2382731.902532571,217946.28179150575,54900,3.361555936234125,0.26742574190086976,"-","-","-","-","-"]
[null,{"$f":"'ورودی نیروها'!C652","v":"BASE"},{"$f":"'ورودی نیروها'!D652","v":7},{"$f":"'ورودی نیروها'!E652","v":"ACIS94"},"7 - ACIS94",{"$f":"ABS('ورودی نیروها'!H652)","v":64017.66},{"$f":"ABS('ورودی نیروها'!I652)","v":5522503.6299999999},{"$f":"ABS('ورودی نیروها'!J652)","v":712079.40500000003},{"$f":"VLOOKUP(C659,'ورودی نیروها'!M$4:P$1000000,2,FALSE)","v":80},{"$f":"VLOOKUP(C659,'ورودی نیروها'!M$4:P$1000000,3,FALSE)","v":45},{"$f":"VLOOKUP(C659,'ورودی نیروها'!M$4:P$1000000,4,FALSE)","v":1},170,135,{"$f":"IF(VLOOKUP(C659,'ورودی نیروها'!M$4:Q$1048576,5,FALSE)=0,IF(K659=1,2*L659+2*M659,IF(K659=2,L659+2*M659,IF(K659=3,2*L659+M659,L659+M659))),VLOOKUP(C659,'ورودی نیروها'!M$4:Q$1048576,5,FALSE))","v":610},3175500,3175500,2855250,2855250,1.7777777777777777,40,12.570053699169309,0.42795410178053639,0.37268226712382524,2363378.0805564015,265379.36702758452,54900,2.0032757933870884,0.1593689129203541,"-","-","-","-","-"]
[null,{"$f":"'ورودی نیروها'!C653","v":"BASE"},{"$f":"'ورودی نیروها'!D653","v":7},{"$f":"'ورودی نیروها'!E653","v":"ACIS95"},"7 - ACIS95",{"$f":"ABS('ورودی نیروها'!H653)","v":85441},{"$f":"ABS('ورودی نیروها'!I653)","v":5639428.5300000003},{"$f":"ABS('ورودی نیروها'!J653)","v":1437286.1839999999},{"$f":"VLOOKUP(C660,'ورودی نیروها'!M$4:P$1000000,2,FALSE)","v":80},{"$f":"VLOOKUP(C660,'ورودی نیروها'!M$4:P$1000000,3,FALSE)","v":45},{"$f":"VLOOKUP(C660,'ورودی نیروها'!M$4:P$1000000,4,FALSE)","v":1},170,135,{"$f":"IF(VLOOKUP(C660,'ورودی نیروها'!M$4:Q$1048576,5,FALSE)=0,IF(K660=1,2*L660+2*M660,IF(K660=2,L660+2*M660,IF(K660=3,2*L660+M660,L660+M660))),VLOOKUP(C660,'ورودی نیروها'!M$4:Q$1048576,5,FALSE))","v":610},3175500,3175500,2855250,2855250,1.7777777777777777,40,12.570053699169309,0.42795410178053639,0.37268226712382524,2413416.5711116809,535651.0735588714,54900,2.5039160467664869,0.19919692522331531,"-","-","-","-","-"]
[null,{"$f":"'ورودی نیروها'!C654","v":"BASE"},{"$f":"'ورودی نیروها'!D654","v":7},{"$f":"'ورودی نیروها'!E654","v":"ACIS96"},"7 - ACIS96",{"$f":"ABS('ورودی نیروها'!H654)","v":10293.98},{"$f":"ABS('ورودی نیروها'!I654)","v":5594204.46},{"$f":"ABS('ورودی نیروها'!J654)","v":1310011.3189999999},{"$f":"VLOOKUP(C661,'ورودی نیروها'!M$4:P$1000000,2,FALSE)","v":80},{"$f":"VLOOKUP(C661,'ورودی نیروها'!M$4:P$1000000,3,FALSE)","v":45},{"$f":"VLOOKUP(C661,'ورودی نیروها'!M$4:P$1000000,4,FALSE)","v":1},170,135,{"$f":"IF(VLOOKUP(C661,'ورودی نیروها'!M$4:Q$1048576,5,FALSE)=0,IF(K661=1,2*L661+2*M661,IF(K661=2,L661+2*M661,IF(K661=3,2*L661+M661,L661+M661))),VLOOKUP(C661,'ورودی نیروها'!M$4:Q$1048576,5,FALSE))","v":610},3175500,3175500,2855250,2855250,1.7777777777777777,40,12.570053699169309,0.42795410178053639,0.37268226712382524,2394062.7448559706,488217.98832279257,54900,1.1124105490811447,8.8496881214967141E-2,"-","-","-","-","-"]
[null,{"$f":"'ورودی نیروها'!C655","v":"BASE"},{"$f":"'ورودی نیروها'!D655","v":8},{"$f":"'ورودی نیروها'!E655","v":"ACIB01"},"8 - ACIB01",{"$f":"ABS('ورودی نیروها'!H655)","v":231580.05},{"$f":"ABS('ورودی نیروها'!I655)","v":17727.565999999999},{"$f":"ABS('ورودی نیروها'!J655)","v":407465.97899999999},{"$f":"VLOOKUP(C662,'ورودی نیروها'!M$4:P$1000000,2,FALSE)","v":70},{"$f":"VLOOKUP(C662,'ورودی نیروها'!M$4:P$1000000,3,FALSE)","v":45},{"$f":"VLOOKUP(C662,'ورودی نیروها'!M$4:P$1000000,4,FALSE)","v":2},160,90,{"$f":"IF(VLOOKUP(C662,'ورودی نیروها'!M$4:Q$1048576,5,FALSE)=0,IF(K662=1,2*L662+2*M662,IF(K662=2,L662+2*M662,IF(K662=3,2*L662+M662,L662+M662))),VLOOKUP(C662,'ورودی نیروها'!M$4:Q$1048576,5,FALSE))","v":340},1566000,563760,1680000,1801500,1.5555555555555556,30,12.570053699169309,0.47058823529411764,0.33333333333333337,8342.384,135821.99300000002,30600,7.6636196725120085,0.60967278707953798,"-","-","-","-","-"]
[null,{"$f":"'ورودی نیروها'!C656","v":"BASE"},{"$f":"'ورودی نیروها'!D656","v":8},{"$f":"'ورودی نیروها'!E656","v":"ACIB02"},"8 - ACIB02",{"$f":"ABS('ورودی نیروها'!H656)","v":271236.52},{"$f":"ABS('ورودی نیروها'!I656)","v":42366.106},{"$f":"ABS('ورودی نیروها'!J656)","v":535032.14300000004},{"$f":"VLOOKUP(C663,'ورودی نیروها'!M$4:P$1000000,2,FALSE)","v":70},{"$f":"VLOOKUP(C663,'ورودی نیروها'!M$4:P$1000000,3,FALSE)","v":45},{"$f":"VLOOKUP(C663,'ورودی نیروها'!M$4:P$1000000,4,FALSE)","v":2},160,90,{"$f":"IF(VLOOKUP(C663,'ورودی نیروها'!M$4:Q$1048576,5,FALSE)=0,IF(K663=1,2*L663+2*M663,IF(K663=2,L663+2*M663,IF(K663=3,2*L663+M663,L663+M663))),VLOOKUP(C663,'ورودی نیروها'!M$4:Q$1048576,5,FALSE))","v":340},1566000,563760,1680000,1801500,1.5555555555555556,30,12.570053699169309,0.47058823529411764,0.33333333333333337,19936.991058823529,178344.04766666671,30600,9.0054600568969843,0.71642176496764765,"-","-","-","-","-"]
[null,{"$f":"'ورودی نیروها'!C657","v":"BASE"},{"$f":"'ورودی نیروها'!D657","v":8},{"$f":"'ورودی نیروها'!E657","v":"ACIS01"},"8 - ACIS01",{"$f":"ABS('ورودی نیروها'!H657)","v":336685.49},{"$f":"ABS('ورودی نیروها'!I657)","v":1400911.216},{"$f":"ABS('ورودی نیروها'!J657)","v":2973193.8289999999},{"$f":"VLOOKUP(C664,'ورودی نیروها'!M$4:P$1000000,2,FALSE)","v":70},{"$f":"VLOOKUP(C664,'ورودی نیروها'!M$4:P$1000000,3,FALSE)","v":45},{"$f":"VLOOKUP(C664,'ورودی نیروها'!M$4:P$1000000,4,FALSE)","v":2},160,90,{"$f":"IF(VLOOKUP(C664,'ورودی نیروها'!M$4:Q$1048576,5,FALSE)=0,IF(K664=1,2*L664+2*M664,IF(K664=2,L664+2*M664,IF(K664=3,2*L664+M664,L664+M664))),VLOOKUP(C664,'ورودی نیروها'!M$4:Q$1048576,5,FALSE))","v":340},1566000,563760,1680000,1801500,1.5555555555555556,30,12.570053699169309,0.47058823529411764,0.33333333333333337,659252.33694117644,991064.60966666671,30600,12.762097934126254,1.0152779168293957,448913.98666666663,1538574.5727783237,"OK","OK",2.1765013295120497E-2]
[null,{"$f":"'ورودی نیروها'!C658","v":"BASE"},{"$f":"'ورودی نیروها'!D658","v":8},{"$f":"'ورودی نیروها'!E658","v":"ACIS02"},"8 - ACIS02",{"$f":"ABS('ورودی نیروها'!H658)","v":267161.78000000003},{"$f":"ABS('ورودی نیروها'!I658)","v":1406134.3370000001},{"$f":"ABS('ورودی نیروها'!J658)","v":2851213.906},{"$f":"VLOOKUP(C665,'ورودی نیروها'!M$4:P$1000000,2,FALSE)","v":70},{"$f":"VLOOKUP(C665,'ورودی نیروها'!M$4:P$1000000,3,FALSE)","v":45},{"$f":"VLOOKUP(C665,'ورودی نیروها'!M$4:P$1000000,4,FALSE)","v":2},160,90,{"$f":"IF(VLOOKUP(C665,'ورودی نیروها'!M$4:Q$1048576,5,FALSE)=0,IF(K665=1,2*L665+2*M665,IF(K665=2,L665+2*M665,IF(K665=3,2*L665+M665,L665+M665))),VLOOKUP(C665,'ورودی نیروها'!M$4:Q$1048576,5,FALSE))","v":340},1566000,563760,1680000,1801500,1.5555555555555556,30,12.570053699169309,0.47058823529411764,0.33333333333333337,661710.27623529418,950404.6353333334,30600,10.470238805456967,0.832951000531437,"-","-","-","-","-"]
[null,{"$f":"'ورودی نیروها'!C659","v":"BASE"},{"$f":"'ورودی نیروها'!D659","v":8},{"$f":"'ورودی نیروها'!E659","v":"ACIS03"},"8 - ACIS03",{"$f":"ABS('ورودی نیروها'!H659)","v":291338.84999999998},{"$f":"ABS('ورودی نیروها'!I659)","v":1140134.736},{"$f":"ABS('ورودی نیروها'!J659)","v":2983048.2859999998},{"$f":"VLOOKUP(C666,'ورودی نیروها'!M$4:P$1000000,2,FALSE)","v":70},{"$f":"VLOOKUP(C666,'ورودی نیروها'!M$4:P$1000000,3,FALSE)","v":45},{"$f":"VLOOKUP(C666,'ورودی نیروها'!M$4:P$1000000,4,FALSE)","v":2},160,90,{"$f":"IF(VLOOKUP(C666,'ورودی نیروها'!M$4:Q$1048576,5,FALSE)=0,IF(K666=1,2*L666+2*M666,IF(K666=2,L666+2*M666,IF(K666=3,2*L666+M666,L666+M666))),VLOOKUP(C666,'ورودی نیروها'!M$4:Q$1048576,5,FALSE))","v":340},1566000,563760,1680000,1801500,1.5555555555555556,30,12.570053699169309,0.47058823529411764,0.33333333333333337,536533.99341176474,994349.42866666673,30600,11.064458499101262,0.8802236461274987,"-","-","-","-","-"]
[null,{"$f":"'ورودی نیروها'!C660","v":"BASE"},{"$f":"'ورودی نیروها'!D660","v":8},{"$f":"'ورودی نیروها'!E660","v":"ACIS04"},"8 - ACIS04",{"$f":"ABS('ورودی نیروها'!H660)","v":221815.14},{"$f":"ABS('ورودی نیروها'!I660)","v":1134911.6140000001},{"$f":"ABS('ورودی نیروها'!J660)","v":2861068.3620000002},{"$f":"VLOOKUP(C667,'ورودی نیروها'!M$4:P$1000000,2,FALSE)","v":70},{"$f":"VLOOKUP(C667,'ورودی نیروها'!M$4:P$1000000,3,FALSE)","v":45},{"$f":"VLOOKUP(C667,'ورودی نیروها'!M$4:P$1000000,4,FALSE)","v":2},160,90,{"$f":"IF(VLOOKUP(C667,'ورودی نیروها'!M$4:Q$1048576,5,FALSE)=0,IF(K667=1,2*L667+2*M667,IF(K667=2,L667+2*M667,IF(K667=3,2*L667+M667,L667+M667))),VLOOKUP(C667,'ورودی نیروها'!M$4:Q$1048576,5,FALSE))","v":340},1566000,563760,1680000,1801500,1.5555555555555556,30,12.570053699169309,0.47058823529411764,0.33333333333333337,534076.0536470589,953689.45400000014,30600,8.7638795620548642,0.69720303284257445,"-","-","-","-","-"]
[null,{"$f":"'ورودی نیروها'!C661","v":"BASE"},{"$f":"'ورودی نیروها'!D661","v":8},{"$f":"'ورودی نیروها'!E661","v":"ACIS05"},"8 - ACIS05",{"$f":"ABS('ورودی نیروها'!H661)","v":266103.40000000002},{"$f":"ABS('ورودی نیروها'!I661)","v":1176472.9550000001},{"$f":"ABS('ورودی نیروها'!J661)","v":1930335.7679999999},{"$f":"VLOOKUP(C668,'ورودی نیروها'!M$4:P$1000000,2,FALSE)","v":70},{"$f":"VLOOKUP(C668,'ورودی نیروها'!M$4:P$1000000,3,FALSE)","v":45},{"$f":"VLOOKUP(C668,'ورودی نیروها'!M$4:P$1000000,4,FALSE)","v":2},160,90,{"$f":"IF(VLOOKUP(C668,'ورودی نیروها'!M$4:Q$1048576,5,FALSE)=0,IF(K668=1,2*L668+2*M668,IF(K668=2,L668+2*M668,IF(K668=3,2*L668+M668,L668+M668))),VLOOKUP(C668,'ورودی نیروها'!M$4:Q$1048576,5,FALSE))","v":340},1566000,563760,1680000,1801500,1.5555555555555556,30,12.570053699169309,0.47058823529411764,0.33333333333333337,553634.33176470594,643445.25600000005,30600,10.061231715621403,0.80041278712168895,"-","-","-","-","-"]
[null,{"$f":"'ورودی نیروها'!C662","v":"BASE"},{"$f":"'ورودی نیروها'!D662","v":8},{"$f":"'ورودی نیروها'!E662","v":"ACIS06"},"8 - ACIS06",{"$f":"ABS('ورودی نیروها'!H662)","v":196579.68},{"$f":"ABS('ورودی نیروها'!I662)","v":1181696.0759999999},{"$f":"ABS('ورودی نیروها'!J662)","v":2052315.6910000001},{"$f":"VLOOKUP(C669,'ورودی نیروها'!M$4:P$1000000,2,FALSE)","v":70},{"$f":"VLOOKUP(C669,'ورودی نیروها'!M$4:P$1000000,3,FALSE)","v":45},{"$f":"VLOOKUP(C669,'ورودی نیروها'!M$4:P$1000000,4,FALSE)","v":2},160,90,{"$f":"IF(VLOOKUP(C669,'ورودی نیروها'!M$4:Q$1048576,5,FALSE)=0,IF(K669=1,2*L669+2*M669,IF(K669=2,L669+2*M669,IF(K669=3,2*L669+M669,L669+M669))),VLOOKUP(C669,'ورودی نیروها'!M$4:Q$1048576,5,FALSE))","v":340},1566000,563760,1680000,1801500,1.5555555555555556,30,12.570053699169309,0.47058823529411764,0.33333333333333337,556092.27105882345,684105.23033333349,30600,7.8177769915039388,0.62193664232481172,"-","-","-","-","-"]
[null,{"$f":"'ورودی نیروها'!C663","v":"BASE"},{"$f":"'ورودی نیروها'!D663","v":8},{"$f":"'ورودی نیروها'!E663","v":"ACIS07"},"8 - ACIS07",{"$f":"ABS('ورودی نیروها'!H663)","v":220756.76},{"$f":"ABS('ورودی نیروها'!I663)","v":1364572.997},{"$f":"ABS('ورودی نیروها'!J663)","v":1920481.3119999999},{"$f":"VLOOKUP(C670,'ورودی نیروها'!M$4:P$1000000,2,FALSE)","v":70},{"$f":"VLOOKUP(C670,'ورودی نیروها'!M$4:P$1000000,3,FALSE)","v":45},{"$f":"VLOOKUP(C670,'ورودی نیروها'!M$4:P$1000000,4,FALSE)","v":2},160,90,{"$f":"IF(VLOOKUP(C670,'ورودی نیروها'!M$4:Q$1048576,5,FALSE)=0,IF(K670=1,2*L670+2*M670,IF(K670=2,L670+2*M670,IF(K670=3,2*L670+M670,L670+M670))),VLOOKUP(C670,'ورودی نیروها'!M$4:Q$1048576,5,FALSE))","v":340},1566000,563760,1680000,1801500,1.5555555555555556,30,12.570053699169309,0.47058823529411764,0.33333333333333337,642151.99858823523,640160.43733333342,30600,8.7343731583740851,0.69485567583146413,"-","-","-","-","-"]
[null,{"$f":"'ورودی نیروها'!C664","v":"BASE"},{"$f":"'ورودی نیروها'!D664","v":8},{"$f":"'ورودی نیروها'!E664","v":"ACIS08"},"8 - ACIS08",{"$f":"ABS('ورودی نیروها'!H664)","v":151233.04},{"$f":"ABS('ورودی نیروها'!I664)","v":1359349.875},{"$f":"ABS('ورودی نیروها'!J664)","v":2042461.2350000001},{"$f":"VLOOKUP(C671,'ورودی نیروها'!M$4:P$1000000,2,FALSE)","v":70},{"$f":"VLOOKUP(C671,'ورودی نیروها'!M$4:P$1000000,3,FALSE)","v":45},{"$f":"VLOOKUP(C671,'ورودی نیروها'!M$4:P$1000000,4,FALSE)","v":2},160,90,{"$f":"IF(VLOOKUP(C671,'ورودی نیروها'!M$4:Q$1048576,5,FALSE)=0,IF(K671=1,2*L671+2*M671,IF(K671=2,L671+2*M671,IF(K671=3,2*L671+M671,L671+M671))),VLOOKUP(C671,'ورودی نیروها'!M$4:Q$1048576,5,FALSE))","v":340},1566000,563760,1680000,1801500,1.5555555555555556,30,12.570053699169309,0.47058823529411764,0.33333333333333337,639694.0588235294,680820.41166666674,30600,6.4821986260779214,0.51568583406340551,"-","-","-","-","-"]
[null,{"$f":"'ورودی نیروها'!C665","v":"BASE"},{"$f":"'ورودی نیروها'!D665","v":8},{"$f":"'ورودی نیروها'!E665","v":"ACIS09"},"8 - ACIS09",{"$f":"ABS('ورودی نیروها'!H665)","v":331211.57},{"$f":"ABS('ورودی نیروها'!I665)","v":1019640.309},{"$f":"ABS('ورودی نیروها'!J665)","v":2995757.2220000001},{"$f":"VLOOKUP(C672,'ورودی نیروها'!M$4:P$1000000,2,FALSE)","v":70},{"$f":"VLOOKUP(C672,'ورودی نیروها'!M$4:P$1000000,3,FALSE)","v":45},{"$f":"VLOOKUP(C672,'ورودی نیروها'!M$4:P$1000000,4,FALSE)","v":2},160,90,{"$f":"IF(VLOOKUP(C672,'ورودی نیروها'!M$4:Q$1048576,5,FALSE)=0,IF(K672=1,2*L672+2*M672,IF(K672=2,L672+2*M672,IF(K672=3,2*L672+M672,L672+M672))),VLOOKUP(C672,'ورودی نیروها'!M$4:Q$1048576,5,FALSE))","v":340},1566000,563760,1680000,1801500,1.5555555555555556,30,12.570053699169309,0.47058823529411764,0.33333333333333337,479830.73364705883,998585.74066666677,30600,12.269429683917616,0.97608411050212462,"-","-","-","-","-"]
[null,{"$f":"'ورودی نیروها'!C666","v":"BASE"},{"$f":"'ورودی نیروها'!D666","v":8},{"$f":"'ورودی نیروها'!E666","v":"ACIS10"},"8 - ACIS10",{"$f":"ABS('ورودی نیروها'!H666)","v":261687.86},{"$f":"ABS('ورودی نیروها'!I666)","v":1024863.43},{"$f":"ABS('ورودی نیروها'!J666)","v":2873777.2990000001},{"$f":"VLOOKUP(C673,'ورودی نیروها'!M$4:P$1000000,2,FALSE)","v":70},{"$f":"VLOOKUP(C673,'ورودی نیروها'!M$4:P$1000000,3,FALSE)","v":45},{"$f":"VLOOKUP(C673,'ورودی نیروها'!M$4:P$1000000,4,FALSE)","v":2},160,90,{"$f":"IF(VLOOKUP(C673,'ورودی نیروها'!M$4:Q$1048576,5,FALSE)=0,IF(K673=1,2*L673+2*M673,IF(K673=2,L673+2*M673,IF(K673=3,2*L673+M673,L673+M673))),VLOOKUP(C673,'ورودی نیروها'!M$4:Q$1048576,5,FALSE))","v":340},1566000,563760,1680000,1801500,1.5555555555555556,30,12.570053699169309,0.47058823529411764,0.33333333333333337,482288.67294117651,957925.76633333345,30600,9.9775705552483274,0.79375719420416591,"-","-","-","-","-"]
[null,{"$f":"'ورودی نیروها'!C667","v":"BASE"},{"$f":"'ورودی نیروها'!D667","v":8},{"$f":"'ورودی نیروها'!E667","v":"ACIS11"},"8 - ACIS11",{"$f":"ABS('ورودی نیروها'!H667)","v":285864.94},{"$f":"ABS('ورودی نیروها'!I667)","v":1521405.6429999999},{"$f":"ABS('ورودی نیروها'!J667)","v":3005611.6779999998},{"$f":"VLOOKUP(C674,'ورودی نیروها'!M$4:P$1000000,2,FALSE)","v":70},{"$f":"VLOOKUP(C674,'ورودی نیروها'!M$4:P$1000000,3,FALSE)","v":45},{"$f":"VLOOKUP(C674,'ورودی نیروها'!M$4:P$1000000,4,FALSE)","v":2},160,90,{"$f":"IF(VLOOKUP(C674,'ورودی نیروها'!M$4:Q$1048576,5,FALSE)=0,IF(K674=1,2*L674+2*M674,IF(K674=2,L674+2*M674,IF(K674=3,2*L674+M674,L674+M674))),VLOOKUP(C674,'ورودی نیروها'!M$4:Q$1048576,5,FALSE))","v":340},1566000,563760,1680000,1801500,1.5555555555555556,30,12.570053699169309,0.47058823529411764,0.33333333333333337,715955.59670588234,1001870.5593333334,30600,11.208308254270218,0.89166749184300764,"-","-","-","-","-"]
[null,{"$f":"'ورودی نیروها'!C668","v":"BASE"},{"$f":"'ورودی نیروها'!D668","v":8},{"$f":"'ورودی نیروها'!E668","v":"ACIS12"},"8 - ACIS12",{"$f":"ABS('ورودی نیروها'!H668)","v":257215.29},{"$f":"ABS('ورودی نیروها'!I668)","v":1065221.1969999999},{"$f":"ABS('ورودی نیروها'!J668)","v":2502628.0699999998},{"$f":"VLOOKUP(C675,'ورودی نیروها'!M$4:P$1000000,2,FALSE)","v":70},{"$f":"VLOOKUP(C675,'ورودی نیروها'!M$4:P$1000000,3,FALSE)","v":45},{"$f":"VLOOKUP(C675,'ورودی نیروها'!M$4:P$1000000,4,FALSE)","v":2},160,90,{"$f":"IF(VLOOKUP(C675,'ورودی نیروها'!M$4:Q$1048576,5,FALSE)=0,IF(K675=1,2*L675+2*M675,IF(K675=2,L675+2*M675,IF(K675=3,2*L675+M675,L675+M675))),VLOOKUP(C675,'ورودی نیروها'!M$4:Q$1048576,5,FALSE))","v":340},1566000,563760,1680000,1801500,1.5555555555555556,30,12.570053699169309,0.47058823529411764,0.33333333333333337,501280.56329411763,834209.35666666669,30600,9.7914553166400449,0.77895095366912492,"-","-","-","-","-"]
[null,{"$f":"'ورودی نیروها'!C669","v":"BASE"},{"$f":"'ورودی نیروها'!D669","v":8},{"$f":"'ورودی نیروها'!E669","v":"ACIS13"},"8 - ACIS13",{"$f":"ABS('ورودی نیروها'!H669)","v":271577.32},{"$f":"ABS('ورودی نیروها'!I669)","v":1557743.862},{"$f":"ABS('ورودی نیروها'!J669)","v":1952899.1610000001},{"$f":"VLOOKUP(C676,'ورودی نیروها'!M$4:P$1000000,2,FALSE)","v":70},{"$f":"VLOOKUP(C676,'ورودی نیروها'!M$4:P$1000000,3,FALSE)","v":45},{"$f":"VLOOKUP(C676,'ورودی نیروها'!M$4:P$1000000,4,FALSE)","v":2},160,90,{"$f":"IF(VLOOKUP(C676,'ورودی نیروها'!M$4:Q$1048576,5,FALSE)=0,IF(K676=1,2*L676+2*M676,IF(K676=2,L676+2*M676,IF(K676=3,2*L676+M676,L676+M676))),VLOOKUP(C676,'ورودی نیروها'!M$4:Q$1048576,5,FALSE))","v":340},1566000,563760,1680000,1801500,1.5555555555555556,30,12.570053699169309,0.47058823529411764,0.33333333333333337,733055.93505882355,650966.3870000001,30600,10.562853693210995,0.84031889966460849,"-","-","-","-","-"]
[null,{"$f":"'ورودی نیروها'!C670","v":"BASE"},{"$f":"'ورودی نیروها'!D670","v":8},{"$f":"'ورودی نیروها'!E670","v":"ACIS14"},"8 - ACIS14",{"$f":"ABS('ورودی نیروها'!H670)","v":202053.6},{"$f":"ABS('ورودی نیروها'!I670)","v":1562966.9839999999},{"$f":"ABS('ورودی نیروها'!J670)","v":2074879.084},{"$f":"VLOOKUP(C677,'ورودی نیروها'!M$4:P$1000000,2,FALSE)","v":70},{"$f":"VLOOKUP(C677,'ورودی نیروها'!M$4:P$1000000,3,FALSE)","v":45},{"$f":"VLOOKUP(C677,'ورودی نیروها'!M$4:P$1000000,4,FALSE)","v":2},160,90,{"$f":"IF(VLOOKUP(C677,'ورودی نیروها'!M$4:Q$1048576,5,FALSE)=0,IF(K677=1,2*L677+2*M677,IF(K677=2,L677+2*M677,IF(K677=3,2*L677+M677,L677+M677))),VLOOKUP(C677,'ورودی نیروها'!M$4:Q$1048576,5,FALSE))","v":340},1566000,563760,1680000,1801500,1.5555555555555556,30,12.570053699169309,0.47058823529411764,0.33333333333333337,735513.87482352939,691626.36133333342,30600,8.3193989699282618,0.66184275493413758,"-","-","-","-","-"]
[null,{"$f":"'ورودی نیروها'!C671","v":"BASE"},{"$f":"'ورودی نیروها'!D671","v":8},{"$f":"'ورودی نیروها'!E671","v":"ACIS15"},"8 - ACIS15",{"$f":"ABS('ورودی نیروها'!H671)","v":226230.68},{"$f":"ABS('ورودی نیروها'!I671)","v":983302.08900000004},{"$f":"ABS('ورودی نیروها'!J671)","v":1943044.7050000001},{"$f":"VLOOKUP(C678,'ورودی نیروها'!M$4:P$1000000,2,FALSE)","v":70},{"$f":"VLOOKUP(C678,'ورودی نیروها'!M$4:P$1000000,3,FALSE)","v":45},{"$f":"VLOOKUP(C678,'ورودی نیروها'!M$4:P$1000000,4,FALSE)","v":2},160,90,{"$f":"IF(VLOOKUP(C678,'ورودی نیروها'!M$4:Q$1048576,5,FALSE)=0,IF(K678=1,2*L678+2*M678,IF(K678=2,L678+2*M678,IF(K678=3,2*L678+M678,L678+M678))),VLOOKUP(C678,'ورودی نیروها'!M$4:Q$1048576,5,FALSE))","v":340},1566000,563760,1680000,1801500,1.5555555555555556,30,12.570053699169309,0.47058823529411764,0.33333333333333337,462730.39482352941,647681.56833333347,30600,8.5994774563503231,0.6841241622475025,"-","-","-","-","-"]
[null,{"$f":"'ورودی نیروها'!C672","v":"BASE"},{"$f":"'ورودی نیروها'!D672","v":8},{"$f":"'ورودی نیروها'!E672","v":"ACIS16"},"8 - ACIS16",{"$f":"ABS('ورودی نیروها'!H672)","v":156706.96},{"$f":"ABS('ورودی نیروها'!I672)","v":978078.96799999999},{"$f":"ABS('ورودی نیروها'!J672)","v":2065024.628},{"$f":"VLOOKUP(C679,'ورودی نیروها'!M$4:P$1000000,2,FALSE)","v":70},{"$f":"VLOOKUP(C679,'ورودی نیروها'!M$4:P$1000000,3,FALSE)","v":45},{"$f":"VLOOKUP(C679,'ورودی نیروها'!M$4:P$1000000,4,FALSE)","v":2},160,90,{"$f":"IF(VLOOKUP(C679,'ورودی نیروها'!M$4:Q$1048576,5,FALSE)=0,IF(K679=1,2*L679+2*M679,IF(K679=2,L679+2*M679,IF(K679=3,2*L679+M679,L679+M679))),VLOOKUP(C679,'ورودی نیروها'!M$4:Q$1048576,5,FALSE))","v":340},1566000,563760,1680000,1801500,1.5555555555555556,30,12.570053699169309,0.47058823529411764,0.33333333333333337,460272.45552941173,688341.54266666679,30600,6.3473029248888917,0.50495432054585043,"-","-","-","-","-"]
[null,{"$f":"'ورودی نیروها'!C673","v":"BASE"},{"$f":"'ورودی نیروها'!D673","v":8},{"$f":"'ورودی نیروها'!E673","v":"ACIS17"},"8 - ACIS17",{"$f":"ABS('ورودی نیروها'!H673)","v":342159.41},{"$f":"ABS('ورودی نیروها'!I673)","v":1782182.1229999999},{"$f":"ABS('ورودی نیروها'!J673)","v":2950630.4360000002},{"$f":"VLOOKUP(C680,'ورودی نیروها'!M$4:P$1000000,2,FALSE)","v":70},{"$f":"VLOOKUP(C680,'ورودی نیروها'!M$4:P$1000000,3,FALSE)","v":45},{"$f":"VLOOKUP(C680,'ورودی نیروها'!M$4:P$1000000,4,FALSE)","v":2},160,90,{"$f":"IF(VLOOKUP(C680,'ورودی نیروها'!M$4:Q$1048576,5,FALSE)=0,IF(K680=1,2*L680+2*M680,IF(K680=2,L680+2*M680,IF(K680=3,2*L680+M680,L680+M680))),VLOOKUP(C680,'ورودی نیروها'!M$4:Q$1048576,5,FALSE))","v":340},1566000,563760,1680000,1801500,1.5555555555555556,30,12.570053699169309,0.47058823529411764,0.33333333333333337,838673.94023529405,983543.4786666669,30600,13.254766184334891,1.0544717231566665,456212.54666666663,1538574.5727783237,"OK","OK",7.7600748318765927E-2]
[null,{"$f":"'ورودی نیروها'!C674","v":"BASE"},{"$f":"'ورودی نیروها'!D674","v":8},{"$f":"'ورودی نیروها'!E674","v":"ACIS18"},"8 - ACIS18",{"$f":"ABS('ورودی نیروها'!H674)","v":272635.7},{"$f":"ABS('ورودی نیروها'!I674)","v":1787405.2450000001},{"$f":"ABS('ورودی نیروها'!J674)","v":2828650.5129999998},{"$f":"VLOOKUP(C681,'ورودی نیروها'!M$4:P$1000000,2,FALSE)","v":70},{"$f":"VLOOKUP(C681,'ورودی نیروها'!M$4:P$1000000,3,FALSE)","v":45},{"$f":"VLOOKUP(C681,'ورودی نیروها'!M$4:P$1000000,4,FALSE)","v":2},160,90,{"$f":"IF(VLOOKUP(C681,'ورودی نیروها'!M$4:Q$1048576,5,FALSE)=0,IF(K681=1,2*L681+2*M681,IF(K681=2,L681+2*M681,IF(K681=3,2*L681+M681,L681+M681))),VLOOKUP(C681,'ورودی نیروها'!M$4:Q$1048576,5,FALSE))","v":340},1566000,563760,1680000,1801500,1.5555555555555556,30,12.570053699169309,0.47058823529411764,0.33333333333333337,841131.88,942883.50433333335,30600,10.962907056500338,0.87214480692511454,"-","-","-","-","-"]
[null,{"$f":"'ورودی نیروها'!C675","v":"BASE"},{"$f":"'ورودی نیروها'!D675","v":8},{"$f":"'ورودی نیروها'!E675","v":"ACIS19"},"8 - ACIS19",{"$f":"ABS('ورودی نیروها'!H675)","v":296812.77},{"$f":"ABS('ورودی نیروها'!I675)","v":758863.82799999998},{"$f":"ABS('ورودی نیروها'!J675)","v":2960484.8930000002},{"$f":"VLOOKUP(C682,'ورودی نیروها'!M$4:P$1000000,2,FALSE)","v":70},{"$f":"VLOOKUP(C682,'ورودی نیروها'!M$4:P$1000000,3,FALSE)","v":45},{"$f":"VLOOKUP(C682,'ورودی نیروها'!M$4:P$1000000,4,FALSE)","v":2},160,90,{"$f":"IF(VLOOKUP(C682,'ورودی نیروها'!M$4:Q$1048576,5,FALSE)=0,IF(K682=1,2*L682+2*M682,IF(K682=2,L682+2*M682,IF(K682=3,2*L682+M682,L682+M682))),VLOOKUP(C682,'ورودی نیروها'!M$4:Q$1048576,5,FALSE))","v":340},1566000,563760,1680000,1801500,1.5555555555555556,30,12.570053699169309,0.47058823529411764,0.33333333333333337,357112.38964705879,986828.2976666668,30600,10.920609069696548,0.86877982632788875,"-","-","-","-","-"]
[null,{"$f":"'ورودی نیروها'!C676","v":"BASE"},{"$f":"'ورودی نیروها'!D676","v":8},{"$f":"'ورودی نیروها'!E676","v":"ACIS20"},"8 - ACIS20",{"$f":"ABS('ورودی نیروها'!H676)","v":272635.7},{"$f":"ABS('ورودی نیروها'!I676)","v":1787405.2450000001},{"$f":"ABS('ورودی نیروها'!J676)","v":2828650.5129999998},{"$f":"VLOOKUP(C683,'ورودی نیروها'!M$4:P$1000000,2,FALSE)","v":70},{"$f":"VLOOKUP(C683,'ورودی نیروها'!M$4:P$1000000,3,FALSE)","v":45},{"$f":"VLOOKUP(C683,'ورودی نیروها'!M$4:P$1000000,4,FALSE)","v":2},160,90,{"$f":"IF(VLOOKUP(C683,'ورودی نیروها'!M$4:Q$1048576,5,FALSE)=0,IF(K683=1,2*L683+2*M683,IF(K683=2,L683+2*M683,IF(K683=3,2*L683+M683,L683+M683))),VLOOKUP(C683,'ورودی نیروها'!M$4:Q$1048576,5,FALSE))","v":340},1566000,563760,1680000,1801500,1.5555555555555556,30,12.570053699169309,0.47058823529411764,0.33333333333333337,841131.88,942883.50433333335,30600,10.962907056500338,0.87214480692511454,"-","-","-","-","-"]
[null,{"$f":"'ورودی نیروها'!C677","v":"BASE"},{"$f":"'ورودی نیروها'!D677","v":8},{"$f":"'ورودی نیروها'!E677","v":"ACIS21"},"8 - ACIS21",{"$f":"ABS('ورودی نیروها'!H677)","v":260629.48},{"$f":"ABS('ورودی نیروها'!I677)","v":795202.04700000002},{"$f":"ABS('ورودی نیروها'!J677)","v":1907772.375},{"$f":"VLOOKUP(C684,'ورودی نیروها'!M$4:P$1000000,2,FALSE)","v":70},{"$f":"VLOOKUP(C684,'ورودی نیروها'!M$4:P$1000000,3,FALSE)","v":45},{"$f":"VLOOKUP(C684,'ورودی نیروها'!M$4:P$1000000,4,FALSE)","v":2},160,90,{"$f":"IF(VLOOKUP(C684,'ورودی نیروها'!M$4:Q$1048576,5,FALSE)=0,IF(K684=1,2*L684+2*M684,IF(K684=2,L684+2*M684,IF(K684=3,2*L684+M684,L684+M684))),VLOOKUP(C684,'ورودی نیروها'!M$4:Q$1048576,5,FALSE))","v":340},1566000,563760,1680000,1801500,1.5555555555555556,30,12.570053699169309,0.47058823529411764,0.33333333333333337,374212.728,635924.12500000012,30600,9.5596097371970821,0.76050667451236331,"-","-","-","-","-"]
[null,{"$f":"'ورودی نیروها'!C678","v":"BASE"},{"$f":"'ورودی نیروها'!D678","v":8},{"$f":"'ورودی نیروها'!E678","v":"ACIS22"},"8 - ACIS22",{"$f":"ABS('ورودی نیروها'!H678)","v":191105.76},{"$f":"ABS('ورودی نیروها'!I678)","v":800425.16899999999},{"$f":"ABS('ورودی نیروها'!J678)","v":2029752.2990000001},{"$f":"VLOOKUP(C685,'ورودی نیروها'!M$4:P$1000000,2,FALSE)","v":70},{"$f":"VLOOKUP(C685,'ورودی نیروها'!M$4:P$1000000,3,FALSE)","v":45},{"$f":"VLOOKUP(C685,'ورودی نیروها'!M$4:P$1000000,4,FALSE)","v":2},160,90,{"$f":"IF(VLOOKUP(C685,'ورودی نیروها'!M$4:Q$1048576,5,FALSE)=0,IF(K685=1,2*L685+2*M685,IF(K685=2,L685+2*M685,IF(K685=3,2*L685+M685,L685+M685))),VLOOKUP(C685,'ورودی نیروها'!M$4:Q$1048576,5,FALSE))","v":340},1566000,563760,1680000,1801500,1.5555555555555556,30,12.570053699169309,0.47058823529411764,0.33333333333333337,376670.6677647059,676584.09966666682,30600,7.3161550141127609,0.58203052979767689,"-","-","-","-","-"]
[null,{"$f":"'ورودی نیروها'!C679","v":"BASE"},{"$f":"'ورودی نیروها'!D679","v":8},{"$f":"'ورودی نیروها'!E679","v":"ACIS23"},"8 - ACIS23",{"$f":"ABS('ورودی نیروها'!H679)","v":215282.84},{"$f":"ABS('ورودی نیروها'!I679)","v":1745843.9040000001},{"$f":"ABS('ورودی نیروها'!J679)","v":1897917.919},{"$f":"VLOOKUP(C686,'ورودی نیروها'!M$4:P$1000000,2,FALSE)","v":70},{"$f":"VLOOKUP(C686,'ورودی نیروها'!M$4:P$1000000,3,FALSE)","v":45},{"$f":"VLOOKUP(C686,'ورودی نیروها'!M$4:P$1000000,4,FALSE)","v":2},160,90,{"$f":"IF(VLOOKUP(C686,'ورودی نیروها'!M$4:Q$1048576,5,FALSE)=0,IF(K686=1,2*L686+2*M686,IF(K686=2,L686+2*M686,IF(K686=3,2*L686+M686,L686+M686))),VLOOKUP(C686,'ورودی نیروها'!M$4:Q$1048576,5,FALSE))","v":340},1566000,563760,1680000,1801500,1.5555555555555556,30,12.570053699169309,0.47058823529411764,0.33333333333333337,821573.60188235296,632639.30633333337,30600,8.8692688595631175,0.70558718934901943,"-","-","-","-","-"]
[null,{"$f":"'ورودی نیروها'!C680","v":"BASE"},{"$f":"'ورودی نیروها'!D680","v":8},{"$f":"'ورودی نیروها'!E680","v":"ACIS24"},"8 - ACIS24",{"$f":"ABS('ورودی نیروها'!H680)","v":145759.12},{"$f":"ABS('ورودی نیروها'!I680)","v":1740620.7830000001},{"$f":"ABS('ورودی نیروها'!J680)","v":2019897.8419999999},{"$f":"VLOOKUP(C687,'ورودی نیروها'!M$4:P$1000000,2,FALSE)","v":70},{"$f":"VLOOKUP(C687,'ورودی نیروها'!M$4:P$1000000,3,FALSE)","v":45},{"$f":"VLOOKUP(C687,'ورودی نیروها'!M$4:P$1000000,4,FALSE)","v":2},160,90,{"$f":"IF(VLOOKUP(C687,'ورودی نیروها'!M$4:Q$1048576,5,FALSE)=0,IF(K687=1,2*L687+2*M687,IF(K687=2,L687+2*M687,IF(K687=3,2*L687+M687,L687+M687))),VLOOKUP(C687,'ورودی نیروها'!M$4:Q$1048576,5,FALSE))","v":340},1566000,563760,1680000,1801500,1.5555555555555556,30,12.570053699169309,0.47058823529411764,0.33333333333333337,819115.66258823534,673299.28066666669,30600,6.6170943281016834,0.52641734764736714,"-","-","-","-","-"]
[null,{"$f":"'ورودی نیروها'!C681","v":"BASE"},{"$f":"'ورودی نیروها'!D681","v":8},{"$f":"'ورودی نیروها'!E681","v":"ACIS25"},"8 - ACIS25",{"$f":"ABS('ورودی نیروها'!H681)","v":364886.17},{"$f":"ABS('ورودی نیروها'!I681)","v":4286911.4349999996},{"$f":"ABS('ورودی نیروها'!J681)","v":1245461.605},{"$f":"VLOOKUP(C688,'ورودی نیروها'!M$4:P$1000000,2,FALSE)","v":70},{"$f":"VLOOKUP(C688,'ورودی نیروها'!M$4:P$1000000,3,FALSE)","v":45},{"$f":"VLOOKUP(C688,'ورودی نیروها'!M$4:P$1000000,4,FALSE)","v":2},160,90,{"$f":"IF(VLOOKUP(C688,'ورودی نیروها'!M$4:Q$1048576,5,FALSE)=0,IF(K688=1,2*L688+2*M688,IF(K688=2,L688+2*M688,IF(K688=3,2*L688+M688,L688+M688))),VLOOKUP(C688,'ورودی نیروها'!M$4:Q$1048576,5,FALSE))","v":340},1566000,563760,1680000,1801500,1.5555555555555556,30,12.570053699169309,0.47058823529411764,0.33333333333333337,2017370.0870588233,415153.86833333335,30600,15.74992008775644,1.2529715834704249,486514.89333333331,1538574.5727783237,"OK","OK",0.36038485737320819]
[null,{"$f":"'ورودی نیروها'!C682","v":"BASE"},{"$f":"'ورودی نیروها'!D682","v":8},{"$f":"'ورودی نیروها'!E682","v":"ACIS26"},"8 - ACIS26",{"$f":"ABS('ورودی نیروها'!H682)","v":295362.46000000002},{"$f":"ABS('ورودی نیروها'!I682)","v":4292134.5559999999},{"$f":"ABS('ورودی نیروها'!J682)","v":1123481.6810000001},{"$f":"VLOOKUP(C689,'ورودی نیروها'!M$4:P$1000000,2,FALSE)","v":70},{"$f":"VLOOKUP(C689,'ورودی نیروها'!M$4:P$1000000,3,FALSE)","v":45},{"$f":"VLOOKUP(C689,'ورودی نیروها'!M$4:P$1000000,4,FALSE)","v":2},160,90,{"$f":"IF(VLOOKUP(C689,'ورودی نیروها'!M$4:Q$1048576,5,FALSE)=0,IF(K689=1,2*L689+2*M689,IF(K689=2,L689+2*M689,IF(K689=3,2*L689+M689,L689+M689))),VLOOKUP(C689,'ورودی نیروها'!M$4:Q$1048576,5,FALSE))","v":340},1566000,563760,1680000,1801500,1.5555555555555556,30,12.570053699169309,0.47058823529411764,0.33333333333333337,2019828.0263529411,374493.89366666676,30600,13.458060958888742,1.0706446671566818,393816.61333333334,1538574.5727783237,"OK","OK",0.10064082276820246]
[null,{"$f":"'ورودی نیروها'!C683","v":"BASE"},{"$f":"'ورودی نیروها'!D683","v":8},{"$f":"'ورودی نیروها'!E683","v":"ACIS27"},"8 - ACIS27",{"$f":"ABS('ورودی نیروها'!H683)","v":343711.54},{"$f":"ABS('ورودی نیروها'!I683)","v":4219579.9560000002},{"$f":"ABS('ورودی نیروها'!J683)","v":225597.274},{"$f":"VLOOKUP(C690,'ورودی نیروها'!M$4:P$1000000,2,FALSE)","v":70},{"$f":"VLOOKUP(C690,'ورودی نیروها'!M$4:P$1000000,3,FALSE)","v":45},{"$f":"VLOOKUP(C690,'ورودی نیروها'!M$4:P$1000000,4,FALSE)","v":2},160,90,{"$f":"IF(VLOOKUP(C690,'ورودی نیروها'!M$4:Q$1048576,5,FALSE)=0,IF(K690=1,2*L690+2*M690,IF(K690=2,L690+2*M690,IF(K690=3,2*L690+M690,L690+M690))),VLOOKUP(C690,'ورودی نیروها'!M$4:Q$1048576,5,FALSE))","v":340},1566000,563760,1680000,1801500,1.5555555555555556,30,12.570053699169309,0.47058823529411764,0.33333333333333337,1985684.6851764708,75199.091333333345,30600,14.79938097423622,1.1773522475257394,458282.05333333329,1538574.5727783237,"OK","OK",0.25265709117424995]
[null,{"$f":"'ورودی نیروها'!C684","v":"BASE"},{"$f":"'ورودی نیروها'!D684","v":8},{"$f":"'ورودی نیروها'!E684","v":"ACIS28"},"8 - ACIS28",{"$f":"ABS('ورودی نیروها'!H684)","v":295362.46000000002},{"$f":"ABS('ورودی نیروها'!I684)","v":4292134.5559999999},{"$f":"ABS('ورودی نیروها'!J684)","v":1123481.6810000001},{"$f":"VLOOKUP(C691,'ورودی نیروها'!M$4:P$1000000,2,FALSE)","v":70},{"$f":"VLOOKUP(C691,'ورودی نیروها'!M$4:P$1000000,3,FALSE)","v":45},{"$f":"VLOOKUP(C691,'ورودی نیروها'!M$4:P$1000000,4,FALSE)","v":2},160,90,{"$f":"IF(VLOOKUP(C691,'ورودی نیروها'!M$4:Q$1048576,5,FALSE)=0,IF(K691=1,2*L691+2*M691,IF(K691=2,L691+2*M691,IF(K691=3,2*L691+M691,L691+M691))),VLOOKUP(C691,'ورودی نیروها'!M$4:Q$1048576,5,FALSE))","v":340},1566000,563760,1680000,1801500,1.5555555555555556,30,12.570053699169309,0.47058823529411764,0.33333333333333337,2019828.0263529411,374493.89366666676,30600,13.458060958888742,1.0706446671566818,393816.61333333334,1538574.5727783237,"OK","OK",0.10064082276820246]
[null,{"$f":"'ورودی نیروها'!C685","v":"BASE"},{"$f":"'ورودی نیروها'!D685","v":8},{"$f":"'ورودی نیروها'!E685","v":"ACIS29"},"8 - ACIS29",{"$f":"ABS('ورودی نیروها'!H685)","v":213730.71},{"$f":"ABS('ورودی نیروها'!I685)","v":4183241.74},{"$f":"ABS('ورودی نیروها'!J685)","v":1278309.7919999999},{"$f":"VLOOKUP(C692,'ورودی نیروها'!M$4:P$1000000,2,FALSE)","v":70},{"$f":"VLOOKUP(C692,'ورودی نیروها'!M$4:P$1000000,3,FALSE)","v":45},{"$f":"VLOOKUP(C692,'ورودی نیروها'!M$4:P$1000000,4,FALSE)","v":2},160,90,{"$f":"IF(VLOOKUP(C692,'ورودی نیروها'!M$4:Q$1048576,5,FALSE)=0,IF(K692=1,2*L692+2*M692,IF(K692=2,L692+2*M692,IF(K692=3,2*L692+M692,L692+M692))),VLOOKUP(C692,'ورودی نیروها'!M$4:Q$1048576,5,FALSE))","v":340},1566000,563760,1680000,1801500,1.5555555555555556,30,12.570053699169309,0.47058823529411764,0.33333333333333337,1968584.3482352942,426103.26400000002,30600,10.730180309239881,0.85363042720724291,"-","-","-","-","-"]
[null,{"$f":"'ورودی نیروها'!C686","v":"BASE"},{"$f":"'ورودی نیروها'!D686","v":8},{"$f":"'ورودی نیروها'!E686","v":"ACIS30"},"8 - ACIS30",{"$f":"ABS('ورودی نیروها'!H686)","v":144206.99},{"$f":"ABS('ورودی نیروها'!I686)","v":4178018.62},{"$f":"ABS('ورودی نیروها'!J686)","v":1156329.8689999999},{"$f":"VLOOKUP(C693,'ورودی نیروها'!M$4:P$1000000,2,FALSE)","v":70},{"$f":"VLOOKUP(C693,'ورودی نیروها'!M$4:P$1000000,3,FALSE)","v":45},{"$f":"VLOOKUP(C693,'ورودی نیروها'!M$4:P$1000000,4,FALSE)","v":2},160,90,{"$f":"IF(VLOOKUP(C693,'ورودی نیروها'!M$4:Q$1048576,5,FALSE)=0,IF(K693=1,2*L693+2*M693,IF(K693=2,L693+2*M693,IF(K693=3,2*L693+M693,L693+M693))),VLOOKUP(C693,'ورودی نیروها'!M$4:Q$1048576,5,FALSE))","v":340},1566000,563760,1680000,1801500,1.5555555555555556,30,12.570053699169309,0.47058823529411764,0.33333333333333337,1966126.4094117647,385443.28966666671,30600,8.429601047263974,0.67060978807282612,"-","-","-","-","-"]
[null,{"$f":"'ورودی نیروها'!C687","v":"BASE"},{"$f":"'ورودی نیروها'!D687","v":8},{"$f":"'ورودی نیروها'!E687","v":"ACIS31"},"8 - ACIS31",{"$f":"ABS('ورودی نیروها'!H687)","v":192556.08},{"$f":"ABS('ورودی نیروها'!I687)","v":4250573.22},{"$f":"ABS('ورودی نیروها'!J687)","v":192749.087},{"$f":"VLOOKUP(C694,'ورودی نیروها'!M$4:P$1000000,2,FALSE)","v":70},{"$f":"VLOOKUP(C694,'ورودی نیروها'!M$4:P$1000000,3,FALSE)","v":45},{"$f":"VLOOKUP(C694,'ورودی نیروها'!M$4:P$1000000,4,FALSE)","v":2},160,90,{"$f":"IF(VLOOKUP(C694,'ورودی نیروها'!M$4:Q$1048576,5,FALSE)=0,IF(K694=1,2*L694+2*M694,IF(K694=2,L694+2*M694,IF(K694=3,2*L694+M694,L694+M694))),VLOOKUP(C694,'ورودی نیروها'!M$4:Q$1048576,5,FALSE))","v":340},1566000,563760,1680000,1801500,1.5555555555555556,30,12.570053699169309,0.47058823529411764,0.33333333333333337,2000269.7505882352,64249.695666666674,30600,9.8790136157983799,0.78591658016952093,"-","-","-","-","-"]
[null,{"$f":"'ورودی نیروها'!C688","v":"BASE"},{"$f":"'ورودی نیروها'!D688","v":8},{"$f":"'ورودی نیروها'!E688","v":"ACIS32"},"8 - ACIS32",{"$f":"ABS('ورودی نیروها'!H688)","v":123032.36},{"$f":"ABS('ورودی نیروها'!I688)","v":4245350.09},{"$f":"ABS('ورودی نیروها'!J688)","v":314729.011},{"$f":"VLOOKUP(C695,'ورودی نیروها'!M$4:P$1000000,2,FALSE)","v":70},{"$f":"VLOOKUP(C695,'ورودی نیروها'!M$4:P$1000000,3,FALSE)","v":45},{"$f":"VLOOKUP(C695,'ورودی نیروها'!M$4:P$1000000,4,FALSE)","v":2},160,90,{"$f":"IF(VLOOKUP(C695,'ورودی نیروها'!M$4:Q$1048576,5,FALSE)=0,IF(K695=1,2*L695+2*M695,IF(K695=2,L695+2*M695,IF(K695=3,2*L695+M695,L695+M695))),VLOOKUP(C695,'ورودی نیروها'!M$4:Q$1048576,5,FALSE))","v":340},1566000,563760,1680000,1801500,1.5555555555555556,30,12.570053699169309,0.47058823529411764,0.33333333333333337,1997811.8070588235,104909.67033333334,30600,7.6268390770227779,0.6067467378859962,"-","-","-","-","-"]
[null,{"$f":"'ورودی نیروها'!C689","v":"BASE"},{"$f":"'ورودی نیروها'!D689","v":8},{"$f":"'ورودی نیروها'!E689","v":"ACIS34"},"8 - ACIS34",{"$f":"ABS('ورودی نیروها'!H689)","v":371278.37},{"$f":"ABS('ورودی نیروها'!I689)","v":4730199.0719999997},{"$f":"ABS('ورودی نیروها'!J689)","v":1219224.845},{"$f":"VLOOKUP(C696,'ورودی نیروها'!M$4:P$1000000,2,FALSE)","v":70},{"$f":"VLOOKUP(C696,'ورودی نیروها'!M$4:P$1000000,3,FALSE)","v":45},{"$f":"VLOOKUP(C696,'ورودی نیروها'!M$4:P$1000000,4,FALSE)","v":2},160,90,{"$f":"IF(VLOOKUP(C696,'ورودی نیروها'!M$4:Q$1048576,5,FALSE)=0,IF(K696=1,2*L696+2*M696,IF(K696=2,L696+2*M696,IF(K696=3,2*L696+M696,L696+M696))),VLOOKUP(C696,'ورودی نیروها'!M$4:Q$1048576,5,FALSE))","v":340},1566000,563760,1680000,1801500,1.5555555555555556,30,12.570053699169309,0.47058823529411764,0.33333333333333337,2225976.033882353,406408.28166666668,30600,16.323635964225122,1.2986130652173642,495037.82666666666,1538574.5727783237,"OK","OK",0.42540599003965884]
[null,{"$f":"'ورودی نیروها'!C690","v":"BASE"},{"$f":"'ورودی نیروها'!D690","v":8},{"$f":"'ورودی نیروها'!E690","v":"ACIS35"},"8 - ACIS35",{"$f":"ABS('ورودی نیروها'!H690)","v":350103.74},{"$f":"ABS('ورودی نیروها'!I690)","v":4662867.5939999996},{"$f":"ABS('ورودی نیروها'!J690)","v":251834.03400000001},{"$f":"VLOOKUP(C697,'ورودی نیروها'!M$4:P$1000000,2,FALSE)","v":70},{"$f":"VLOOKUP(C697,'ورودی نیروها'!M$4:P$1000000,3,FALSE)","v":45},{"$f":"VLOOKUP(C697,'ورودی نیروها'!M$4:P$1000000,4,FALSE)","v":2},160,90,{"$f":"IF(VLOOKUP(C697,'ورودی نیروها'!M$4:Q$1048576,5,FALSE)=0,IF(K697=1,2*L697+2*M697,IF(K697=2,L697+2*M697,IF(K697=3,2*L697+M697,L697+M697))),VLOOKUP(C697,'ورودی نیروها'!M$4:Q$1048576,5,FALSE))","v":340},1566000,563760,1680000,1801500,1.5555555555555556,30,12.570053699169309,0.47058823529411764,0.33333333333333337,2194290.6324705882,83944.678000000014,30600,15.383508264238046,1.2238220004783802,466804.98666666663,1538574.5727783237,"OK","OK",0.31885818404112348]
[null,{"$f":"'ورودی نیروها'!C691","v":"BASE"},{"$f":"'ورودی نیروها'!D691","v":8},{"$f":"'ورودی نیروها'!E691","v":"ACIS36"},"8 - ACIS36",{"$f":"ABS('ورودی نیروها'!H691)","v":280580.03000000003},{"$f":"ABS('ورودی نیروها'!I691)","v":4668090.7149999999},{"$f":"ABS('ورودی نیروها'!J691)","v":373813.95799999998},{"$f":"VLOOKUP(C698,'ورودی نیروها'!M$4:P$1000000,2,FALSE)","v":70},{"$f":"VLOOKUP(C698,'ورودی نیروها'!M$4:P$1000000,3,FALSE)","v":45},{"$f":"VLOOKUP(C698,'ورودی نیروها'!M$4:P$1000000,4,FALSE)","v":2},160,90,{"$f":"IF(VLOOKUP(C698,'ورودی نیروها'!M$4:Q$1048576,5,FALSE)=0,IF(K698=1,2*L698+2*M698,IF(K698=2,L698+2*M698,IF(K698=3,2*L698+M698,L698+M698))),VLOOKUP(C698,'ورودی نیروها'!M$4:Q$1048576,5,FALSE))","v":340},1566000,563760,1680000,1801500,1.5555555555555556,30,12.570053699169309,0.47058823529411764,0.33333333333333337,2196748.5717647057,124604.65266666668,30600,13.140053867116379,1.0453458816953771,374106.70666666672,1538574.5727783237,"OK","OK",6.4600019034001255E-2]
[null,{"$f":"'ورودی نیروها'!C692","v":"BASE"},{"$f":"'ورودی نیروها'!D692","v":8},{"$f":"'ورودی نیروها'!E692","v":"ACIS37"},"8 - ACIS37",{"$f":"ABS('ورودی نیروها'!H692)","v":207338.51},{"$f":"ABS('ورودی نیروها'!I692)","v":4626529.37},{"$f":"ABS('ورودی نیروها'!J692)","v":1304546.5519999999},{"$f":"VLOOKUP(C699,'ورودی نیروها'!M$4:P$1000000,2,FALSE)","v":70},{"$f":"VLOOKUP(C699,'ورودی نیروها'!M$4:P$1000000,3,FALSE)","v":45},{"$f":"VLOOKUP(C699,'ورودی نیروها'!M$4:P$1000000,4,FALSE)","v":2},160,90,{"$f":"IF(VLOOKUP(C699,'ورودی نیروها'!M$4:Q$1048576,5,FALSE)=0,IF(K699=1,2*L699+2*M699,IF(K699=2,L699+2*M699,IF(K699=3,2*L699+M699,L699+M699))),VLOOKUP(C699,'ورودی نیروها'!M$4:Q$1048576,5,FALSE))","v":340},1566000,563760,1680000,1801500,1.5555555555555556,30,12.570053699169309,0.47058823529411764,0.33333333333333337,2177190.2917647059,434848.85066666669,30600,10.896516742890652,0.86686318162751741,"-","-","-","-","-"]
[null,{"$f":"'ورودی نیروها'!C693","v":"BASE"},{"$f":"'ورودی نیروها'!D693","v":8},{"$f":"'ورودی نیروها'!E693","v":"ACIS38"},"8 - ACIS38",{"$f":"ABS('ورودی نیروها'!H693)","v":137814.79999999999},{"$f":"ABS('ورودی نیروها'!I693)","v":4621306.25},{"$f":"ABS('ورودی نیروها'!J693)","v":1182566.628},{"$f":"VLOOKUP(C700,'ورودی نیروها'!M$4:P$1000000,2,FALSE)","v":70},{"$f":"VLOOKUP(C700,'ورودی نیروها'!M$4:P$1000000,3,FALSE)","v":45},{"$f":"VLOOKUP(C700,'ورودی نیروها'!M$4:P$1000000,4,FALSE)","v":2},160,90,{"$f":"IF(VLOOKUP(C700,'ورودی نیروها'!M$4:Q$1048576,5,FALSE)=0,IF(K700=1,2*L700+2*M700,IF(K700=2,L700+2*M700,IF(K700=3,2*L700+M700,L700+M700))),VLOOKUP(C700,'ورودی نیروها'!M$4:Q$1048576,5,FALSE))","v":340},1566000,563760,1680000,1801500,1.5555555555555556,30,12.570053699169309,0.47058823529411764,0.33333333333333337,2174732.3529411764,394188.87600000005,30600,8.5959378075137156,0.68384256847540581,"-","-","-","-","-"]
[null,{"$f":"'ورودی نیروها'!C694","v":"BASE"},{"$f":"'ورودی نیروها'!D694","v":8},{"$f":"'ورودی نیروها'!E694","v":"ACIS39"},"8 - ACIS39",{"$f":"ABS('ورودی نیروها'!H694)","v":186163.88},{"$f":"ABS('ورودی نیروها'!I694)","v":4693860.8499999996},{"$f":"ABS('ورودی نیروها'!J694)","v":166512.32699999999},{"$f":"VLOOKUP(C701,'ورودی نیروها'!M$4:P$1000000,2,FALSE)","v":70},{"$f":"VLOOKUP(C701,'ورودی نیروها'!M$4:P$1000000,3,FALSE)","v":45},{"$f":"VLOOKUP(C701,'ورودی نیروها'!M$4:P$1000000,4,FALSE)","v":2},160,90,{"$f":"IF(VLOOKUP(C701,'ورودی نیروها'!M$4:Q$1048576,5,FALSE)=0,IF(K701=1,2*L701+2*M701,IF(K701=2,L701+2*M701,IF(K701=3,2*L701+M701,L701+M701))),VLOOKUP(C701,'ورودی نیروها'!M$4:Q$1048576,5,FALSE))","v":340},1566000,563760,1680000,1801500,1.5555555555555556,30,12.570053699169309,0.47058823529411764,0.33333333333333337,2208875.6941176467,55504.109000000004,30600,10.03493863675074,0.79832106345050047,"-","-","-","-","-"]
[null,{"$f":"'ورودی نیروها'!C695","v":"BASE"},{"$f":"'ورودی نیروها'!D695","v":8},{"$f":"'ورودی نیروها'!E695","v":"ACIS40"},"8 - ACIS40",{"$f":"ABS('ورودی نیروها'!H695)","v":116640.17},{"$f":"ABS('ورودی نیروها'!I695)","v":4688637.7300000004},{"$f":"ABS('ورودی نیروها'!J695)","v":288492.25099999999},{"$f":"VLOOKUP(C702,'ورودی نیروها'!M$4:P$1000000,2,FALSE)","v":70},{"$f":"VLOOKUP(C702,'ورودی نیروها'!M$4:P$1000000,3,FALSE)","v":45},{"$f":"VLOOKUP(C702,'ورودی نیروها'!M$4:P$1000000,4,FALSE)","v":2},160,90,{"$f":"IF(VLOOKUP(C702,'ورودی نیروها'!M$4:Q$1048576,5,FALSE)=0,IF(K702=1,2*L702+2*M702,IF(K702=2,L702+2*M702,IF(K702=3,2*L702+M702,L702+M702))),VLOOKUP(C702,'ورودی نیروها'!M$4:Q$1048576,5,FALSE))","v":340},1566000,563760,1680000,1801500,1.5555555555555556,30,12.570053699169309,0.47058823529411764,0.33333333333333337,2206417.7552941176,96164.083666666673,30600,7.7827644331198353,0.61915124782912889,"-","-","-","-","-"]
[null,{"$f":"'ورودی نیروها'!C696","v":"BASE"},{"$f":"'ورودی نیروها'!D696","v":8},{"$f":"'ورودی نیروها'!E696","v":"ACIS41"},"8 - ACIS41",{"$f":"ABS('ورودی نیروها'!H696)","v":358493.98},{"$f":"ABS('ورودی نیروها'!I696)","v":3843623.7969999998},{"$f":"ABS('ورودی نیروها'!J696)","v":1271698.365},{"$f":"VLOOKUP(C703,'ورودی نیروها'!M$4:P$1000000,2,FALSE)","v":70},{"$f":"VLOOKUP(C703,'ورودی نیروها'!M$4:P$1000000,3,FALSE)","v":45},{"$f":"VLOOKUP(C703,'ورودی نیروها'!M$4:P$1000000,4,FALSE)","v":2},160,90,{"$f":"IF(VLOOKUP(C703,'ورودی نیروها'!M$4:Q$1048576,5,FALSE)=0,IF(K703=1,2*L703+2*M703,IF(K703=2,L703+2*M703,IF(K703=3,2*L703+M703,L703+M703))),VLOOKUP(C703,'ورودی نیروها'!M$4:Q$1048576,5,FALSE))","v":340},1566000,563760,1680000,1801500,1.5555555555555556,30,12.570053699169309,0.47058823529411764,0.33333333333333337,1808764.1397647057,423899.45500000002,30600,15.176204537250415,1.2073301276551693,477991.97333333333,1538574.5727783237,"OK","OK",0.29536376164919204]
[null,{"$f":"'ورودی نیروها'!C697","v":"BASE"},{"$f":"'ورودی نیروها'!D697","v":8},{"$f":"'ورودی نیروها'!E697","v":"ACIS42"},"8 - ACIS42",{"$f":"ABS('ورودی نیروها'!H697)","v":288970.26},{"$f":"ABS('ورودی نیروها'!I697)","v":3848846.9190000002},{"$f":"ABS('ورودی نیروها'!J697)","v":1149718.4410000001},{"$f":"VLOOKUP(C704,'ورودی نیروها'!M$4:P$1000000,2,FALSE)","v":70},{"$f":"VLOOKUP(C704,'ورودی نیروها'!M$4:P$1000000,3,FALSE)","v":45},{"$f":"VLOOKUP(C704,'ورودی نیروها'!M$4:P$1000000,4,FALSE)","v":2},160,90,{"$f":"IF(VLOOKUP(C704,'ورودی نیروها'!M$4:Q$1048576,5,FALSE)=0,IF(K704=1,2*L704+2*M704,IF(K704=2,L704+2*M704,IF(K704=3,2*L704+M704,L704+M704))),VLOOKUP(C704,'ورودی نیروها'!M$4:Q$1048576,5,FALSE))","v":340},1566000,563760,1680000,1801500,1.5555555555555556,30,12.570053699169309,0.47058823529411764,0.33333333333333337,1811222.0795294119,383239.48033333343,30600,12.884345082420063,1.0250031854097428,385293.68,1538574.5727783237,"OK","OK",3.5619690101752186E-2]
[null,{"$f":"'ورودی نیروها'!C698","v":"BASE"},{"$f":"'ورودی نیروها'!D698","v":8},{"$f":"'ورودی نیروها'!E698","v":"ACIS43"},"8 - ACIS43",{"$f":"ABS('ورودی نیروها'!H698)","v":337319.35},{"$f":"ABS('ورودی نیروها'!I698)","v":3776292.3190000001},{"$f":"ABS('ورودی نیروها'!J698)","v":199360.51500000001},{"$f":"VLOOKUP(C705,'ورودی نیروها'!M$4:P$1000000,2,FALSE)","v":70},{"$f":"VLOOKUP(C705,'ورودی نیروها'!M$4:P$1000000,3,FALSE)","v":45},{"$f":"VLOOKUP(C705,'ورودی نیروها'!M$4:P$1000000,4,FALSE)","v":2},160,90,{"$f":"IF(VLOOKUP(C705,'ورودی نیروها'!M$4:Q$1048576,5,FALSE)=0,IF(K705=1,2*L705+2*M705,IF(K705=2,L705+2*M705,IF(K705=3,2*L705+M705,L705+M705))),VLOOKUP(C705,'ورودی نیروها'!M$4:Q$1048576,5,FALSE))","v":340},1566000,563760,1680000,1801500,1.5555555555555556,30,12.570053699169309,0.47058823529411764,0.33333333333333337,1777078.7383529411,66453.505000000019,30600,14.215254012064925,1.1308825206533795,449759.1333333333,1538574.5727783237,"OK","OK",0.18645603546150316]
[null,{"$f":"'ورودی نیروها'!C699","v":"BASE"},{"$f":"'ورودی نیروها'!D699","v":8},{"$f":"'ورودی نیروها'!E699","v":"ACIS44"},"8 - ACIS44",{"$f":"ABS('ورودی نیروها'!H699)","v":267795.63},{"$f":"ABS('ورودی نیروها'!I699)","v":3781515.44},{"$f":"ABS('ورودی نیروها'!J699)","v":321340.43800000002},{"$f":"VLOOKUP(C706,'ورودی نیروها'!M$4:P$1000000,2,FALSE)","v":70},{"$f":"VLOOKUP(C706,'ورودی نیروها'!M$4:P$1000000,3,FALSE)","v":45},{"$f":"VLOOKUP(C706,'ورودی نیروها'!M$4:P$1000000,4,FALSE)","v":2},160,90,{"$f":"IF(VLOOKUP(C706,'ورودی نیروها'!M$4:Q$1048576,5,FALSE)=0,IF(K706=1,2*L706+2*M706,IF(K706=2,L706+2*M706,IF(K706=3,2*L706+M706,L706+M706))),VLOOKUP(C706,'ورودی نیروها'!M$4:Q$1048576,5,FALSE))","v":340},1566000,563760,1680000,1801500,1.5555555555555556,30,12.570053699169309,0.47058823529411764,0.33333333333333337,1779536.6776470589,107113.47933333335,30600,11.971799287947462,0.95240637585650234,"-","-","-","-","-"]
[null,{"$f":"'ورودی نیروها'!C700","v":"BASE"},{"$f":"'ورودی نیروها'!D700","v":8},{"$f":"'ورودی نیروها'!E700","v":"ACIS45"},"8 - ACIS45",{"$f":"ABS('ورودی نیروها'!H700)","v":220122.9},{"$f":"ABS('ورودی نیروها'!I700)","v":3739954.1},{"$f":"ABS('ورودی نیروها'!J700)","v":1252073.0319999999},{"$f":"VLOOKUP(C707,'ورودی نیروها'!M$4:P$1000000,2,FALSE)","v":70},{"$f":"VLOOKUP(C707,'ورودی نیروها'!M$4:P$1000000,3,FALSE)","v":45},{"$f":"VLOOKUP(C707,'ورودی نیروها'!M$4:P$1000000,4,FALSE)","v":2},160,90,{"$f":"IF(VLOOKUP(C707,'ورودی نیروها'!M$4:Q$1048576,5,FALSE)=0,IF(K707=1,2*L707+2*M707,IF(K707=2,L707+2*M707,IF(K707=3,2*L707+M707,L707+M707))),VLOOKUP(C707,'ورودی نیروها'!M$4:Q$1048576,5,FALSE))","v":340},1566000,563760,1680000,1801500,1.5555555555555556,30,12.570053699169309,0.47058823529411764,0.33333333333333337,1759978.4,417357.67733333335,30600,10.56384354044441,0.84039764612481493,"-","-","-","-","-"]
[null,{"$f":"'ورودی نیروها'!C701","v":"BASE"},{"$f":"'ورودی نیروها'!D701","v":8},{"$f":"'ورودی نیروها'!E701","v":"ACIS46"},"8 - ACIS46",{"$f":"ABS('ورودی نیروها'!H701)","v":150599.19},{"$f":"ABS('ورودی نیروها'!I701)","v":3734730.98},{"$f":"ABS('ورودی نیروها'!J701)","v":1130093.1089999999},{"$f":"VLOOKUP(C708,'ورودی نیروها'!M$4:P$1000000,2,FALSE)","v":70},{"$f":"VLOOKUP(C708,'ورودی نیروها'!M$4:P$1000000,3,FALSE)","v":45},{"$f":"VLOOKUP(C708,'ورودی نیروها'!M$4:P$1000000,4,FALSE)","v":2},160,90,{"$f":"IF(VLOOKUP(C708,'ورودی نیروها'!M$4:Q$1048576,5,FALSE)=0,IF(K708=1,2*L708+2*M708,IF(K708=2,L708+2*M708,IF(K708=3,2*L708+M708,L708+M708))),VLOOKUP(C708,'ورودی نیروها'!M$4:Q$1048576,5,FALSE))","v":340},1566000,563760,1680000,1801500,1.5555555555555556,30,12.570053699169309,0.47058823529411764,0.33333333333333337,1757520.4611764706,376697.70300000004,30600,8.2632646052658885,0.65737703298848804,"-","-","-","-","-"]
[null,{"$f":"'ورودی نیروها'!C702","v":"BASE"},{"$f":"'ورودی نیروها'!D702","v":8},{"$f":"'ورودی نیروها'!E702","v":"ACIS47"},"8 - ACIS47",{"$f":"ABS('ورودی نیروها'!H702)","v":198948.28},{"$f":"ABS('ورودی نیروها'!I702)","v":3807285.58},{"$f":"ABS('ورودی نیروها'!J702)","v":218985.84700000001},{"$f":"VLOOKUP(C709,'ورودی نیروها'!M$4:P$1000000,2,FALSE)","v":70},{"$f":"VLOOKUP(C709,'ورودی نیروها'!M$4:P$1000000,3,FALSE)","v":45},{"$f":"VLOOKUP(C709,'ورودی نیروها'!M$4:P$1000000,4,FALSE)","v":2},160,90,{"$f":"IF(VLOOKUP(C709,'ورودی نیروها'!M$4:Q$1048576,5,FALSE)=0,IF(K709=1,2*L709+2*M709,IF(K709=2,L709+2*M709,IF(K709=3,2*L709+M709,L709+M709))),VLOOKUP(C709,'ورودی نیروها'!M$4:Q$1048576,5,FALSE))","v":340},1566000,563760,1680000,1801500,1.5555555555555556,30,12.570053699169309,0.47058823529411764,0.33333333333333337,1791663.8023529411,72995.282333333351,30600,9.7230885864987098,0.77351209622447825,"-","-","-","-","-"]
[null,{"$f":"'ورودی نیروها'!C703","v":"BASE"},{"$f":"'ورودی نیروها'!D703","v":8},{"$f":"'ورودی نیروها'!E703","v":"ACIS48"},"8 - ACIS48",{"$f":"ABS('ورودی نیروها'!H703)","v":129424.56},{"$f":"ABS('ورودی نیروها'!I703)","v":3802062.46},{"$f":"ABS('ورودی نیروها'!J703)","v":340965.77100000001},{"$f":"VLOOKUP(C710,'ورودی نیروها'!M$4:P$1000000,2,FALSE)","v":70},{"$f":"VLOOKUP(C710,'ورودی نیروها'!M$4:P$1000000,3,FALSE)","v":45},{"$f":"VLOOKUP(C710,'ورودی نیروها'!M$4:P$1000000,4,FALSE)","v":2},160,90,{"$f":"IF(VLOOKUP(C710,'ورودی نیروها'!M$4:Q$1048576,5,FALSE)=0,IF(K710=1,2*L710+2*M710,IF(K710=2,L710+2*M710,IF(K710=3,2*L710+M710,L710+M710))),VLOOKUP(C710,'ورودی نیروها'!M$4:Q$1048576,5,FALSE))","v":340},1566000,563760,1680000,1801500,1.5555555555555556,30,12.570053699169309,0.47058823529411764,0.33333333333333337,1789205.8635294116,113655.25700000001,30600,7.4709140560704199,0.59434225460501688,"-","-","-","-","-"]
[null,{"$f":"'ورودی نیروها'!C704","v":"BASE"},{"$f":"'ورودی نیروها'!D704","v":8},{"$f":"'ورودی نیروها'!E704","v":"ACIS49"},"8 - ACIS49",{"$f":"ABS('ورودی نیروها'!H704)","v":241599.12},{"$f":"ABS('ورودی نیروها'!I704)","v":1368734.253},{"$f":"ABS('ورودی نیروها'!J704)","v":2769769.9470000002},{"$f":"VLOOKUP(C711,'ورودی نیروها'!M$4:P$1000000,2,FALSE)","v":70},{"$f":"VLOOKUP(C711,'ورودی نیروها'!M$4:P$1000000,3,FALSE)","v":45},{"$f":"VLOOKUP(C711,'ورودی نیروها'!M$4:P$1000000,4,FALSE)","v":2},160,90,{"$f":"IF(VLOOKUP(C711,'ورودی نیروها'!M$4:Q$1048576,5,FALSE)=0,IF(K711=1,2*L711+2*M711,IF(K711=2,L711+2*M711,IF(K711=3,2*L711+M711,L711+M711))),VLOOKUP(C711,'ورودی نیروها'!M$4:Q$1048576,5,FALSE))","v":340},1566000,563760,1680000,1801500,1.5555555555555556,30,12.570053699169309,0.47058823529411764,0.33333333333333337,644110.23670588236,923256.64900000021,30600,9.5874792154912605,0.76272380730758915,"-","-","-","-","-"]
[null,{"$f":"'ورودی نیروها'!C705","v":"BASE"},{"$f":"'ورودی نیروها'!D705","v":8},{"$f":"'ورودی نیروها'!E705","v":"ACIS50"},"8 - ACIS50",{"$f":"ABS('ورودی نیروها'!H705)","v":172075.4},{"$f":"ABS('ورودی نیروها'!I705)","v":1373957.375},{"$f":"ABS('ورودی نیروها'!J705)","v":2647790.0240000002},{"$f":"VLOOKUP(C712,'ورودی نیروها'!M$4:P$1000000,2,FALSE)","v":70},{"$f":"VLOOKUP(C712,'ورودی نیروها'!M$4:P$1000000,3,FALSE)","v":45},{"$f":"VLOOKUP(C712,'ورودی نیروها'!M$4:P$1000000,4,FALSE)","v":2},160,90,{"$f":"IF(VLOOKUP(C712,'ورودی نیروها'!M$4:Q$1048576,5,FALSE)=0,IF(K712=1,2*L712+2*M712,IF(K712=2,L712+2*M712,IF(K712=3,2*L712+M712,L712+M712))),VLOOKUP(C712,'ورودی نیروها'!M$4:Q$1048576,5,FALSE))","v":340},1566000,563760,1680000,1801500,1.5555555555555556,30,12.570053699169309,0.47058823529411764,0.33333333333333337,646568.17647058819,882596.67466666689,30600,7.2956197608593207,0.58039686507794719,"-","-","-","-","-"]
[null,{"$f":"'ورودی نیروها'!C706","v":"BASE"},{"$f":"'ورودی نیروها'!D706","v":8},{"$f":"'ورودی نیروها'!E706","v":"ACIS51"},"8 - ACIS51",{"$f":"ABS('ورودی نیروها'!H706)","v":196252.48},{"$f":"ABS('ورودی نیروها'!I706)","v":1172311.6980000001},{"$f":"ABS('ورودی نیروها'!J706)","v":2779624.4029999999},{"$f":"VLOOKUP(C713,'ورودی نیروها'!M$4:P$1000000,2,FALSE)","v":70},{"$f":"VLOOKUP(C713,'ورودی نیروها'!M$4:P$1000000,3,FALSE)","v":45},{"$f":"VLOOKUP(C713,'ورودی نیروها'!M$4:P$1000000,4,FALSE)","v":2},160,90,{"$f":"IF(VLOOKUP(C713,'ورودی نیروها'!M$4:Q$1048576,5,FALSE)=0,IF(K713=1,2*L713+2*M713,IF(K713=2,L713+2*M713,IF(K713=3,2*L713+M713,L713+M713))),VLOOKUP(C713,'ورودی نیروها'!M$4:Q$1048576,5,FALSE))","v":340},1566000,563760,1680000,1801500,1.5555555555555556,30,12.570053699169309,0.47058823529411764,0.33333333333333337,551676.0931764706,926541.46766666672,30600,7.9435580291680976,0.63194304648778443,"-","-","-","-","-"]
[null,{"$f":"'ورودی نیروها'!C707","v":"BASE"},{"$f":"'ورودی نیروها'!D707","v":8},{"$f":"'ورودی نیروها'!E707","v":"ACIS52"},"8 - ACIS52",{"$f":"ABS('ورودی نیروها'!H707)","v":126728.76},{"$f":"ABS('ورودی نیروها'!I707)","v":1167088.577},{"$f":"ABS('ورودی نیروها'!J707)","v":2657644.48},{"$f":"VLOOKUP(C714,'ورودی نیروها'!M$4:P$1000000,2,FALSE)","v":70},{"$f":"VLOOKUP(C714,'ورودی نیروها'!M$4:P$1000000,3,FALSE)","v":45},{"$f":"VLOOKUP(C714,'ورودی نیروها'!M$4:P$1000000,4,FALSE)","v":2},160,90,{"$f":"IF(VLOOKUP(C714,'ورودی نیروها'!M$4:Q$1048576,5,FALSE)=0,IF(K714=1,2*L714+2*M714,IF(K714=2,L714+2*M714,IF(K714=3,2*L714+M714,L714+M714))),VLOOKUP(C714,'ورودی نیروها'!M$4:Q$1048576,5,FALSE))","v":340},1566000,563760,1680000,1801500,1.5555555555555556,30,12.570053699169309,0.47058823529411764,0.33333333333333337,549218.15388235298,885881.4933333334,30600,5.6429787663574587,0.44892240728696126,"-","-","-","-","-"]
[null,{"$f":"'ورودی نیروها'!C708","v":"BASE"},{"$f":"'ورودی نیروها'!D708","v":8},{"$f":"'ورودی نیروها'!E708","v":"ACIS54"},"8 - ACIS54",{"$f":"ABS('ورودی نیروها'!H708)","v":171017.02},{"$f":"ABS('ورودی نیروها'!I708)","v":1144295.9920000001},{"$f":"ABS('ورودی نیروها'!J708)","v":2133759.65},{"$f":"VLOOKUP(C715,'ورودی نیروها'!M$4:P$1000000,2,FALSE)","v":70},{"$f":"VLOOKUP(C715,'ورودی نیروها'!M$4:P$1000000,3,FALSE)","v":45},{"$f":"VLOOKUP(C715,'ورودی نیروها'!M$4:P$1000000,4,FALSE)","v":2},160,90,{"$f":"IF(VLOOKUP(C715,'ورودی نیروها'!M$4:Q$1048576,5,FALSE)=0,IF(K715=1,2*L715+2*M715,IF(K715=2,L715+2*M715,IF(K715=3,2*L715+M715,L715+M715))),VLOOKUP(C715,'ورودی نیروها'!M$4:Q$1048576,5,FALSE))","v":340},1566000,563760,1680000,1801500,1.5555555555555556,30,12.570053699169309,0.47058823529411764,0.33333333333333337,538492.23152941174,711253.21666666667,30600,6.9673364328874365,0.55428056232948886,"-","-","-","-","-"]
[null,{"$f":"'ورودی نیروها'!C709","v":"BASE"},{"$f":"'ورودی نیروها'!D709","v":8},{"$f":"'ورودی نیروها'!E709","v":"ACIS55"},{"$f":"CONCATENATE(C716,\" - \",D716)","v":"8 - ACIS55"},{"$f":"ABS('ورودی نیروها'!H709)","v":125670.38},{"$f":"ABS('ورودی نیروها'!I709)","v":1396749.959},{"$f":"ABS('ورودی نیروها'!J709)","v":2123905.1940000001},{"$f":"VLOOKUP(C716,'ورودی نیروها'!M$4:P$1000000,2,FALSE)","v":70},{"$f":"VLOOKUP(C716,'ورودی نیروها'!M$4:P$1000000,3,FALSE)","v":45},{"$f":"VLOOKUP(C716,'ورودی نیروها'!M$4:P$1000000,4,FALSE)","v":2},{"$f":"IF(OR(K716=1,K716=2),I716+$C$6,I716+($C$6/2))","v":160},{"$f":"IF(OR(K716=1,K716=3),J716+$C$6,J716+($C$6/2))","v":90},{"$f":"IF(VLOOKUP(C716,'ورودی نیروها'!M$4:Q$1048576,5,FALSE)=0,IF(K716=1,2*L716+2*M716,IF(K716=2,L716+2*M716,IF(K716=3,2*L716+M716,L716+M716))),VLOOKUP(C716,'ورودی نیروها'!M$4:Q$1048576,5,FALSE))","v":340},{"$f":"IF(K716=1,(L716*$C$6*(L716+3*M716)+$C$6^3)/3,IF(K716=2,(2*M716^2*$C$6*(M716+2*L716)+$C$6^3*(2*M716+L716))/(6*M716),IF(K716=3,M716*$C$6*(M716+6*L716)/6,($C$6*(L716+4*M716)+$C$6^3*(L716+M716))/(6*L716))))","v":1566000},{"$f":"IF(K716=1,(L716*$C$6*(L716+3*M716)+$C$6^3)/3,IF(K716=2,(2*M716^2*$C$6*(M716+2*L716)+$C$6^3*(2*M716+L716))/(6*(L716+M716)),IF(K716=3,(M716*$C$6*(M716+6*L716)+$C$6^3)/6,(L716^2*$C$6*(L716+4*M716)+$C$6^3*(L716+M716))/(6*(L716+2*M716)))))","v":563760},{"$f":"IF(K716=1,(M716*$C$6*(M716+3*L716)+$C$6^3)/3,IF(K716=2,L716*$C$6*(L716+6*M716)/6,IF(K716=3,(2*L716^2*$C$6*(L716+2*M716)+$C$6^3*(2*L716+M716))/(6*L716),($C$6*(M716+4*L716)+$C$6^3*(M716+L716))/(6*M716))))","v":1680000},{"$f":"IF(K716=1,(M716*$C$6*(M716+3*L716)+$C$6^3)/3,IF(K716=2,(L716*$C$6*(L716+6*M716)+$C$6^3)/6,IF(K716=3,(2*L716^2*$C$6*(L716+2*M716)+$C$6^3*(2*L716+M716))/(6*(M716+L716)),(M716^2*$C$6*(M716+4*L716)+$C$6^3*(M716+L716))/(6*(M716+2*L716)))))","v":1801500},{"$f":"MAX(I716:J716)/MIN(I716:J716)","v":1.5555555555555556},{"$f":"IF(K716=1,40,IF(K716=4,20,30))","v":30},{"$f":"MIN(0.53*$C$5*(1+(2/S716))*SQRT($C$4),0.53*$C$5*(1+((T716*$C$6)/(2*N716)))*SQRT($C$4),1.06*$C$5*SQRT($C$4))","v":12.570053699169309},{"$f":"1-(1/((1+(2/3)*SQRT(L716/M716))))","v":0.47058823529411764},{"$f":"1-(1/((1+(2/3)*SQRT(M716/L716))))","v":0.33333333333333337},{"$f":"V716*G716","v":657294.09835294122},{"$f":"W716*H716","v":707968.39800000016},{"$f":"N716*$C$6","v":30600},{"$f":"(F716/Z716)+(X716/MIN(O716:P716))+(Y716/MIN(Q716:R716))","v":5.6941961245403618},{"$f":"AA716/U716","v":0.45299696093714081},{"$f":"IF(AB716<=1,\"-\",F716/$C$5)","v":"-"},{"$f":"IF(AB716<=1,\"-\",3*U716*N716*$C$6/$C$5)","v":"-"},{"$f":"IF(AB716<=1,\"-\",IF(AC716<=AD716,\"OK\",\"NOT OK\"))","v":"-"},{"$f":"IF(AB716<=1,\"-\",IF(OR($C$6>=15,$C$6>=16*($C$8/10)),\"OK\",\"NOT OK\"))","v":"-"},{"$f":"IF(OR(AE716=\"NOT OK\",AF716=\"NOT OK\"),\"CANT USE\",IF(AB716<=1,\"-\",(AA716-U716)*N716/($C$5*$C$7)))","v":"-"}]
[null,{"$f":"'ورودی نیروها'!C710","v":"BASE"},{"$f":"'ورودی نیروها'!D710","v":8},{"$f":"'ورودی نیروها'!E710","v":"ACIS56"},"8 - ACIS56",{"$f":"ABS('ورودی نیروها'!H710)","v":56146.66},{"$f":"ABS('ورودی نیروها'!I710)","v":1391526.838},{"$f":"ABS('ورودی نیروها'!J710)","v":2245885.1170000001},{"$f":"VLOOKUP(C717,'ورودی نیروها'!M$4:P$1000000,2,FALSE)","v":70},{"$f":"VLOOKUP(C717,'ورودی نیروها'!M$4:P$1000000,3,FALSE)","v":45},{"$f":"VLOOKUP(C717,'ورودی نیروها'!M$4:P$1000000,4,FALSE)","v":2},160,90,{"$f":"IF(VLOOKUP(C717,'ورودی نیروها'!M$4:Q$1048576,5,FALSE)=0,IF(K717=1,2*L717+2*M717,IF(K717=2,L717+2*M717,IF(K717=3,2*L717+M717,L717+M717))),VLOOKUP(C717,'ورودی نیروها'!M$4:Q$1048576,5,FALSE))","v":340},1566000,563760,1680000,1801500,1.5555555555555556,30,12.570053699169309,0.47058823529411764,0.33333333333333337,654836.15905882348,748628.37233333348,30600,3.4420215930789282,0.27382711923548853,"-","-","-","-","-"]
[null,{"$f":"'ورودی نیروها'!C711","v":"BASE"},{"$f":"'ورودی نیروها'!D711","v":8},{"$f":"'ورودی نیروها'!E711","v":"ACIS57"},"8 - ACIS57",{"$f":"ABS('ورودی نیروها'!H711)","v":236125.2},{"$f":"ABS('ورودی نیروها'!I711)","v":987463.34600000002},{"$f":"ABS('ورودی نیروها'!J711)","v":2792333.34},{"$f":"VLOOKUP(C718,'ورودی نیروها'!M$4:P$1000000,2,FALSE)","v":70},{"$f":"VLOOKUP(C718,'ورودی نیروها'!M$4:P$1000000,3,FALSE)","v":45},{"$f":"VLOOKUP(C718,'ورودی نیروها'!M$4:P$1000000,4,FALSE)","v":2},160,90,{"$f":"IF(VLOOKUP(C718,'ورودی نیروها'!M$4:Q$1048576,5,FALSE)=0,IF(K718=1,2*L718+2*M718,IF(K718=2,L718+2*M718,IF(K718=3,2*L718+M718,L718+M718))),VLOOKUP(C718,'ورودی نیروها'!M$4:Q$1048576,5,FALSE))","v":340},1566000,563760,1680000,1801500,1.5555555555555556,30,12.570053699169309,0.47058823529411764,0.33333333333333337,464688.63341176469,930777.78,30600,9.0948109652826208,0.72353000098031806,"-","-","-","-","-"]
[null,{"$f":"'ورودی نیروها'!C712","v":"BASE"},{"$f":"'ورودی نیروها'!D712","v":8},{"$f":"'ورودی نیروها'!E712","v":"ACIS58"},"8 - ACIS58",{"$f":"ABS('ورودی نیروها'!H712)","v":166601.48000000001},{"$f":"ABS('ورودی نیروها'!I712)","v":992686.46699999995},{"$f":"ABS('ورودی نیروها'!J712)","v":2670353.4160000002},{"$f":"VLOOKUP(C719,'ورودی نیروها'!M$4:P$1000000,2,FALSE)","v":70},{"$f":"VLOOKUP(C719,'ورودی نیروها'!M$4:P$1000000,3,FALSE)","v":45},{"$f":"VLOOKUP(C719,'ورودی نیروها'!M$4:P$1000000,4,FALSE)","v":2},160,90,{"$f":"IF(VLOOKUP(C719,'ورودی نیروها'!M$4:Q$1048576,5,FALSE)=0,IF(K719=1,2*L719+2*M719,IF(K719=2,L719+2*M719,IF(K719=3,2*L719+M719,L719+M719))),VLOOKUP(C719,'ورودی نیروها'!M$4:Q$1048576,5,FALSE))","v":340},1566000,563760,1680000,1801500,1.5555555555555556,30,12.570053699169309,0.47058823529411764,0.33333333333333337,467146.57270588231,890117.80533333356,30600,6.8029515096175377,0.54120305866848528,"-","-","-","-","-"]
[null,{"$f":"'ورودی نیروها'!C713","v":"BASE"},{"$f":"'ورودی نیروها'!D713","v":8},{"$f":"'ورودی نیروها'!E713","v":"ACIS59"},"8 - ACIS59",{"$f":"ABS('ورودی نیروها'!H713)","v":190778.56},{"$f":"ABS('ورودی نیروها'!I713)","v":1553582.6059999999},{"$f":"ABS('ورودی نیروها'!J713)","v":2802187.7960000001},{"$f":"VLOOKUP(C720,'ورودی نیروها'!M$4:P$1000000,2,FALSE)","v":70},{"$f":"VLOOKUP(C720,'ورودی نیروها'!M$4:P$1000000,3,FALSE)","v":45},{"$f":"VLOOKUP(C720,'ورودی نیروها'!M$4:P$1000000,4,FALSE)","v":2},160,90,{"$f":"IF(VLOOKUP(C720,'ورودی نیروها'!M$4:Q$1048576,5,FALSE)=0,IF(K720=1,2*L720+2*M720,IF(K720=2,L720+2*M720,IF(K720=3,2*L720+M720,L720+M720))),VLOOKUP(C720,'ورودی نیروها'!M$4:Q$1048576,5,FALSE))","v":340},1566000,563760,1680000,1801500,1.5555555555555556,30,12.570053699169309,0.47058823529411764,0.33333333333333337,731097.69694117643,934062.59866666677,30600,8.0874074585728124,0.6433868662873945,"-","-","-","-","-"]
[null,{"$f":"'ورودی نیروها'!C714","v":"BASE"},{"$f":"'ورودی نیروها'!D714","v":8},{"$f":"'ورودی نیروها'!E714","v":"ACIS60"},"8 - ACIS60",{"$f":"ABS('ورودی نیروها'!H714)","v":121254.84},{"$f":"ABS('ورودی نیروها'!I714)","v":1548359.4839999999},{"$f":"ABS('ورودی نیروها'!J714)","v":2680207.8730000001},{"$f":"VLOOKUP(C721,'ورودی نیروها'!M$4:P$1000000,2,FALSE)","v":70},{"$f":"VLOOKUP(C721,'ورودی نیروها'!M$4:P$1000000,3,FALSE)","v":45},{"$f":"VLOOKUP(C721,'ورودی نیروها'!M$4:P$1000000,4,FALSE)","v":2},160,90,{"$f":"IF(VLOOKUP(C721,'ورودی نیروها'!M$4:Q$1048576,5,FALSE)=0,IF(K721=1,2*L721+2*M721,IF(K721=2,L721+2*M721,IF(K721=3,2*L721+M721,L721+M721))),VLOOKUP(C721,'ورودی نیروها'!M$4:Q$1048576,5,FALSE))","v":340},1566000,563760,1680000,1801500,1.5555555555555556,30,12.570053699169309,0.47058823529411764,0.33333333333333337,728639.75717647059,893402.62433333346,30600,5.7868281949274412,0.46036622702016489,"-","-","-","-","-"]
[null,{"$f":"'ورودی نیروها'!C715","v":"BASE"},{"$f":"'ورودی نیروها'!D715","v":8},{"$f":"'ورودی نیروها'!E715","v":"ACIS61"},"8 - ACIS61",{"$f":"ABS('ورودی نیروها'!H715)","v":176490.94},{"$f":"ABS('ورودی نیروها'!I715)","v":1525566.9},{"$f":"ABS('ورودی نیروها'!J715)","v":2156323.0430000001},{"$f":"VLOOKUP(C722,'ورودی نیروها'!M$4:P$1000000,2,FALSE)","v":70},{"$f":"VLOOKUP(C722,'ورودی نیروها'!M$4:P$1000000,3,FALSE)","v":45},{"$f":"VLOOKUP(C722,'ورودی نیروها'!M$4:P$1000000,4,FALSE)","v":2},160,90,{"$f":"IF(VLOOKUP(C722,'ورودی نیروها'!M$4:Q$1048576,5,FALSE)=0,IF(K722=1,2*L722+2*M722,IF(K722=2,L722+2*M722,IF(K722=3,2*L722+M722,L722+M722))),VLOOKUP(C722,'ورودی نیروها'!M$4:Q$1048576,5,FALSE))","v":340},1566000,563760,1680000,1801500,1.5555555555555556,30,12.570053699169309,0.47058823529411764,0.33333333333333337,717913.83529411757,718774.34766666673,30600,7.4689584113117604,0.59418667493881483,"-","-","-","-","-"]
[null,{"$f":"'ورودی نیروها'!C716","v":"BASE"},{"$f":"'ورودی نیروها'!D716","v":8},{"$f":"'ورودی نیروها'!E716","v":"ACIS62"},"8 - ACIS62",{"$f":"ABS('ورودی نیروها'!H716)","v":106967.22},{"$f":"ABS('ورودی نیروها'!I716)","v":1530790.0209999999},{"$f":"ABS('ورودی نیروها'!J716)","v":2278302.9670000002},{"$f":"VLOOKUP(C723,'ورودی نیروها'!M$4:P$1000000,2,FALSE)","v":70},{"$f":"VLOOKUP(C723,'ورودی نیروها'!M$4:P$1000000,3,FALSE)","v":45},{"$f":"VLOOKUP(C723,'ورودی نیروها'!M$4:P$1000000,4,FALSE)","v":2},160,90,{"$f":"IF(VLOOKUP(C723,'ورودی نیروها'!M$4:Q$1048576,5,FALSE)=0,IF(K723=1,2*L723+2*M723,IF(K723=2,L723+2*M723,IF(K723=3,2*L723+M723,L723+M723))),VLOOKUP(C723,'ورودی نیروها'!M$4:Q$1048576,5,FALSE))","v":340},1566000,563760,1680000,1801500,1.5555555555555556,30,12.570053699169309,0.47058823529411764,0.33333333333333337,720371.7745882353,759434.32233333343,30600,5.225503687392707,0.41571053015772191,"-","-","-","-","-"]
[null,{"$f":"'ورودی نیروها'!C717","v":"BASE"},{"$f":"'ورودی نیروها'!D717","v":8},{"$f":"'ورودی نیروها'!E717","v":"ACIS64"},"8 - ACIS64",{"$f":"ABS('ورودی نیروها'!H717)","v":131144.29999999999},{"$f":"ABS('ورودی نیروها'!I717)","v":1015479.052},{"$f":"ABS('ورودی نیروها'!J717)","v":2146468.5869999998},{"$f":"VLOOKUP(C724,'ورودی نیروها'!M$4:P$1000000,2,FALSE)","v":70},{"$f":"VLOOKUP(C724,'ورودی نیروها'!M$4:P$1000000,3,FALSE)","v":45},{"$f":"VLOOKUP(C724,'ورودی نیروها'!M$4:P$1000000,4,FALSE)","v":2},160,90,{"$f":"IF(VLOOKUP(C724,'ورودی نیروها'!M$4:Q$1048576,5,FALSE)=0,IF(K724=1,2*L724+2*M724,IF(K724=2,L724+2*M724,IF(K724=3,2*L724+M724,L724+M724))),VLOOKUP(C724,'ورودی نیروها'!M$4:Q$1048576,5,FALSE))","v":340},1566000,563760,1680000,1801500,1.5555555555555556,30,12.570053699169309,0.47058823529411764,0.33333333333333337,477872.49505882355,715489.52899999998,30600,5.5593004233513303,0.44226544741958551,"-","-","-","-","-"]
[null,{"$f":"'ورودی نیروها'!C718","v":"BASE"},{"$f":"'ورودی نیروها'!D718","v":8},{"$f":"'ورودی نیروها'!E718","v":"ACIS65"},"8 - ACIS65",{"$f":"ABS('ورودی نیروها'!H718)","v":247073.03},{"$f":"ABS('ورودی نیروها'!I718)","v":1750005.1610000001},{"$f":"ABS('ورودی نیروها'!J718)","v":2747206.554},{"$f":"VLOOKUP(C725,'ورودی نیروها'!M$4:P$1000000,2,FALSE)","v":70},{"$f":"VLOOKUP(C725,'ورودی نیروها'!M$4:P$1000000,3,FALSE)","v":45},{"$f":"VLOOKUP(C725,'ورودی نیروها'!M$4:P$1000000,4,FALSE)","v":2},160,90,{"$f":"IF(VLOOKUP(C725,'ورودی نیروها'!M$4:Q$1048576,5,FALSE)=0,IF(K725=1,2*L725+2*M725,IF(K725=2,L725+2*M725,IF(K725=3,2*L725+M725,L725+M725))),VLOOKUP(C725,'ورودی نیروها'!M$4:Q$1048576,5,FALSE))","v":340},1566000,563760,1680000,1801500,1.5555555555555556,30,12.570053699169309,0.47058823529411764,0.33333333333333337,823531.8404705883,915735.51800000016,30600,10.080147139737244,0.80191758770317667,"-","-","-","-","-"]
[null,{"$f":"'ورودی نیروها'!C719","v":"BASE"},{"$f":"'ورودی نیروها'!D719","v":8},{"$f":"'ورودی نیروها'!E719","v":"ACIS67"},"8 - ACIS67",{"$f":"ABS('ورودی نیروها'!H719)","v":177549.32},{"$f":"ABS('ورودی نیروها'!I719)","v":1755228.2819999999},{"$f":"ABS('ورودی نیروها'!J719)","v":2625226.6310000001},{"$f":"VLOOKUP(C726,'ورودی نیروها'!M$4:P$1000000,2,FALSE)","v":70},{"$f":"VLOOKUP(C726,'ورودی نیروها'!M$4:P$1000000,3,FALSE)","v":45},{"$f":"VLOOKUP(C726,'ورودی نیروها'!M$4:P$1000000,4,FALSE)","v":2},160,90,{"$f":"IF(VLOOKUP(C726,'ورودی نیروها'!M$4:Q$1048576,5,FALSE)=0,IF(K726=1,2*L726+2*M726,IF(K726=2,L726+2*M726,IF(K726=3,2*L726+M726,L726+M726))),VLOOKUP(C726,'ورودی نیروها'!M$4:Q$1048576,5,FALSE))","v":340},1566000,563760,1680000,1801500,1.5555555555555556,30,12.570053699169309,0.47058823529411764,0.33333333333333337,825989.7797647058,875075.54366666684,30600,7.7882880110679595,0.61959067140521829,"-","-","-","-","-"]
[null,{"$f":"'ورودی نیروها'!C720","v":"BASE"},{"$f":"'ورودی نیروها'!D720","v":8},{"$f":"'ورودی نیروها'!E720","v":"ACIS68"},"8 - ACIS68",{"$f":"ABS('ورودی نیروها'!H720)","v":132202.68},{"$f":"ABS('ورودی نیروها'!I720)","v":785817.66899999999},{"$f":"ABS('ورودی نیروها'!J720)","v":2635081.0869999998},{"$f":"VLOOKUP(C727,'ورودی نیروها'!M$4:P$1000000,2,FALSE)","v":70},{"$f":"VLOOKUP(C727,'ورودی نیروها'!M$4:P$1000000,3,FALSE)","v":45},{"$f":"VLOOKUP(C727,'ورودی نیروها'!M$4:P$1000000,4,FALSE)","v":2},160,90,{"$f":"IF(VLOOKUP(C727,'ورودی نیروها'!M$4:Q$1048576,5,FALSE)=0,IF(K727=1,2*L727+2*M727,IF(K727=2,L727+2*M727,IF(K727=3,2*L727+M727,L727+M727))),VLOOKUP(C727,'ورودی نیروها'!M$4:Q$1048576,5,FALSE))","v":340},1566000,563760,1680000,1801500,1.5555555555555556,30,12.570053699169309,0.47058823529411764,0.33333333333333337,369796.55011764704,878360.36233333335,30600,5.499129336952743,0.43747858748735119,"-","-","-","-","-"]
[null,{"$f":"'ورودی نیروها'!C721","v":"BASE"},{"$f":"'ورودی نیروها'!D721","v":8},{"$f":"'ورودی نیروها'!E721","v":"ACIS69"},"8 - ACIS69",{"$f":"ABS('ورودی نیروها'!H721)","v":165543.1},{"$f":"ABS('ورودی نیروها'!I721)","v":763025.08499999996},{"$f":"ABS('ورودی نیروها'!J721)","v":2111196.2570000002},{"$f":"VLOOKUP(C728,'ورودی نیروها'!M$4:P$1000000,2,FALSE)","v":70},{"$f":"VLOOKUP(C728,'ورودی نیروها'!M$4:P$1000000,3,FALSE)","v":45},{"$f":"VLOOKUP(C728,'ورودی نیروها'!M$4:P$1000000,4,FALSE)","v":2},160,90,{"$f":"IF(VLOOKUP(C728,'ورودی نیروها'!M$4:Q$1048576,5,FALSE)=0,IF(K728=1,2*L728+2*M728,IF(K728=2,L728+2*M728,IF(K728=3,2*L728+M728,L728+M728))),VLOOKUP(C728,'ورودی نیروها'!M$4:Q$1048576,5,FALSE))","v":340},1566000,563760,1680000,1801500,1.5555555555555556,30,12.570053699169309,0.47058823529411764,0.33333333333333337,359070.62823529408,703732.08566666686,30600,6.4657144552978467,0.51437444978656954,"-","-","-","-","-"]
[null,{"$f":"'ورودی نیروها'!C722","v":"BASE"},{"$f":"'ورودی نیروها'!D722","v":8},{"$f":"'ورودی نیروها'!E722","v":"ACIS70"},"8 - ACIS70",{"$f":"ABS('ورودی نیروها'!H722)","v":96019.38},{"$f":"ABS('ورودی نیروها'!I722)","v":768248.20600000001},{"$f":"ABS('ورودی نیروها'!J722)","v":2233176.1809999999},{"$f":"VLOOKUP(C729,'ورودی نیروها'!M$4:P$1000000,2,FALSE)","v":70},{"$f":"VLOOKUP(C729,'ورودی نیروها'!M$4:P$1000000,3,FALSE)","v":45},{"$f":"VLOOKUP(C729,'ورودی نیروها'!M$4:P$1000000,4,FALSE)","v":2},160,90,{"$f":"IF(VLOOKUP(C729,'ورودی نیروها'!M$4:Q$1048576,5,FALSE)=0,IF(K729=1,2*L729+2*M729,IF(K729=2,L729+2*M729,IF(K729=3,2*L729+M729,L729+M729))),VLOOKUP(C729,'ورودی نیروها'!M$4:Q$1048576,5,FALSE))","v":340},1566000,563760,1680000,1801500,1.5555555555555556,30,12.570053699169309,0.47058823529411764,0.33333333333333337,361528.56752941175,744392.06033333333,30600,4.2222597313787951,0.33589830500547685,"-","-","-","-","-"]
[null,{"$f":"'ورودی نیروها'!C723","v":"BASE"},{"$f":"'ورودی نیروها'!D723","v":8},{"$f":"'ورودی نیروها'!E723","v":"ACIS71"},"8 - ACIS71",{"$f":"ABS('ورودی نیروها'!H723)","v":120196.46},{"$f":"ABS('ورودی نیروها'!I723)","v":1778020.8670000001},{"$f":"ABS('ورودی نیروها'!J723)","v":2101341.801},{"$f":"VLOOKUP(C730,'ورودی نیروها'!M$4:P$1000000,2,FALSE)","v":70},{"$f":"VLOOKUP(C730,'ورودی نیروها'!M$4:P$1000000,3,FALSE)","v":45},{"$f":"VLOOKUP(C730,'ورودی نیروها'!M$4:P$1000000,4,FALSE)","v":2},160,90,{"$f":"IF(VLOOKUP(C730,'ورودی نیروها'!M$4:Q$1048576,5,FALSE)=0,IF(K730=1,2*L730+2*M730,IF(K730=2,L730+2*M730,IF(K730=3,2*L730+M730,L730+M730))),VLOOKUP(C730,'ورودی نیروها'!M$4:Q$1048576,5,FALSE))","v":340},1566000,563760,1680000,1801500,1.5555555555555556,30,12.570053699169309,0.47058823529411764,0.33333333333333337,836715.70211764704,700447.26700000011,30600,5.8290918265641238,0.46372847452110239,"-","-","-","-","-"]
[null,{"$f":"'ورودی نیروها'!C724","v":"BASE"},{"$f":"'ورودی نیروها'!D724","v":8},{"$f":"'ورودی نیروها'!E724","v":"ACIS72"},"8 - ACIS72",{"$f":"ABS('ورودی نیروها'!H724)","v":50672.75},{"$f":"ABS('ورودی نیروها'!I724)","v":1772797.7450000001},{"$f":"ABS('ورودی نیروها'!J724)","v":2223321.7239999999},{"$f":"VLOOKUP(C731,'ورودی نیروها'!M$4:P$1000000,2,FALSE)","v":70},{"$f":"VLOOKUP(C731,'ورودی نیروها'!M$4:P$1000000,3,FALSE)","v":45},{"$f":"VLOOKUP(C731,'ورودی نیروها'!M$4:P$1000000,4,FALSE)","v":2},160,90,{"$f":"IF(VLOOKUP(C731,'ورودی نیروها'!M$4:Q$1048576,5,FALSE)=0,IF(K731=1,2*L731+2*M731,IF(K731=2,L731+2*M731,IF(K731=3,2*L731+M731,L731+M731))),VLOOKUP(C731,'ورودی نیروها'!M$4:Q$1048576,5,FALSE))","v":340},1566000,563760,1680000,1801500,1.5555555555555556,30,12.570053699169309,0.47058823529411764,0.33333333333333337,834257.76235294121,741107.24133333343,30600,3.5769176210653444,0.28455865875113362,"-","-","-","-","-"]
[null,{"$f":"'ورودی نیروها'!C725","v":"BASE"},{"$f":"'ورودی نیروها'!D725","v":8},{"$f":"'ورودی نیروها'!E725","v":"ACIS73"},"8 - ACIS73",{"$f":"ABS('ورودی نیروها'!H725)","v":269799.78999999998},{"$f":"ABS('ورودی نیروها'!I725)","v":4254734.4720000001},{"$f":"ABS('ورودی نیروها'!J725)","v":1042037.723},{"$f":"VLOOKUP(C732,'ورودی نیروها'!M$4:P$1000000,2,FALSE)","v":70},{"$f":"VLOOKUP(C732,'ورودی نیروها'!M$4:P$1000000,3,FALSE)","v":45},{"$f":"VLOOKUP(C732,'ورودی نیروها'!M$4:P$1000000,4,FALSE)","v":2},160,90,{"$f":"IF(VLOOKUP(C732,'ورودی نیروها'!M$4:Q$1048576,5,FALSE)=0,IF(K732=1,2*L732+2*M732,IF(K732=2,L732+2*M732,IF(K732=3,2*L732+M732,L732+M732))),VLOOKUP(C732,'ورودی نیروها'!M$4:Q$1048576,5,FALSE))","v":340},1566000,563760,1680000,1801500,1.5555555555555556,30,12.570053699169309,0.47058823529411764,0.33333333333333337,2002227.9868235295,347345.90766666672,30600,12.575301042324062,1.0004174479505286,359733.05333333329,1538574.5727783237,"OK","OK",5.9469889087203852E-4]
[null,{"$f":"'ورودی نیروها'!C726","v":"BASE"},{"$f":"'ورودی نیروها'!D726","v":8},{"$f":"'ورودی نیروها'!E726","v":"ACIS74"},"8 - ACIS74",{"$f":"ABS('ورودی نیروها'!H726)","v":200276.08},{"$f":"ABS('ورودی نیروها'!I726)","v":4259957.5930000003},{"$f":"ABS('ورودی نیروها'!J726)","v":920057.799},{"$f":"VLOOKUP(C733,'ورودی نیروها'!M$4:P$1000000,2,FALSE)","v":70},{"$f":"VLOOKUP(C733,'ورودی نیروها'!M$4:P$1000000,3,FALSE)","v":45},{"$f":"VLOOKUP(C733,'ورودی نیروها'!M$4:P$1000000,4,FALSE)","v":2},160,90,{"$f":"IF(VLOOKUP(C733,'ورودی نیروها'!M$4:Q$1048576,5,FALSE)=0,IF(K733=1,2*L733+2*M733,IF(K733=2,L733+2*M733,IF(K733=3,2*L733+M733,L733+M733))),VLOOKUP(C733,'ورودی نیروها'!M$4:Q$1048576,5,FALSE))","v":340},1566000,563760,1680000,1801500,1.5555555555555556,30,12.570053699169309,0.47058823529411764,0.33333333333333337,2004685.9261176472,306685.93300000002,30600,10.283441913456363,0.81809053163678558,"-","-","-","-","-"]
[null,{"$f":"'ورودی نیروها'!C727","v":"BASE"},{"$f":"'ورودی نیروها'!D727","v":8},{"$f":"'ورودی نیروها'!E727","v":"ACIS75"},"8 - ACIS75",{"$f":"ABS('ورودی نیروها'!H727)","v":248625.16},{"$f":"ABS('ورودی نیروها'!I727)","v":4187402.9939999999},{"$f":"ABS('ورودی نیروها'!J727)","v":429021.15700000001},{"$f":"VLOOKUP(C734,'ورودی نیروها'!M$4:P$1000000,2,FALSE)","v":70},{"$f":"VLOOKUP(C734,'ورودی نیروها'!M$4:P$1000000,3,FALSE)","v":45},{"$f":"VLOOKUP(C734,'ورودی نیروها'!M$4:P$1000000,4,FALSE)","v":2},160,90,{"$f":"IF(VLOOKUP(C734,'ورودی نیروها'!M$4:Q$1048576,5,FALSE)=0,IF(K734=1,2*L734+2*M734,IF(K734=2,L734+2*M734,IF(K734=3,2*L734+M734,L734+M734))),VLOOKUP(C734,'ورودی نیروها'!M$4:Q$1048576,5,FALSE))","v":340},1566000,563760,1680000,1801500,1.5555555555555556,30,12.570053699169309,0.47058823529411764,0.33333333333333337,1970542.5854117647,143007.05233333335,30600,11.705485692535399,0.93122002281573035,"-","-","-","-","-"]
[null,{"$f":"'ورودی نیروها'!C728","v":"BASE"},{"$f":"'ورودی نیروها'!D728","v":8},{"$f":"'ورودی نیروها'!E728","v":"ACIS76"},"8 - ACIS76",{"$f":"ABS('ورودی نیروها'!H728)","v":179101.45},{"$f":"ABS('ورودی نیروها'!I728)","v":4192626.1150000002},{"$f":"ABS('ورودی نیروها'!J728)","v":551001.07999999996},{"$f":"VLOOKUP(C735,'ورودی نیروها'!M$4:P$1000000,2,FALSE)","v":70},{"$f":"VLOOKUP(C735,'ورودی نیروها'!M$4:P$1000000,3,FALSE)","v":45},{"$f":"VLOOKUP(C735,'ورودی نیروها'!M$4:P$1000000,4,FALSE)","v":2},160,90,{"$f":"IF(VLOOKUP(C735,'ورودی نیروها'!M$4:Q$1048576,5,FALSE)=0,IF(K735=1,2*L735+2*M735,IF(K735=2,L735+2*M735,IF(K735=3,2*L735+M735,L735+M735))),VLOOKUP(C735,'ورودی نیروها'!M$4:Q$1048576,5,FALSE))","v":340},1566000,563760,1680000,1801500,1.5555555555555556,30,12.570053699169309,0.47058823529411764,0.33333333333333337,1973000.5247058824,183667.02666666667,30600,9.4620312952153185,0.7527439040169428,"-","-","-","-","-"]
[null,{"$f":"'ورودی نیروها'!C729","v":"BASE"},{"$f":"'ورودی نیروها'!D729","v":8},{"$f":"'ورودی نیروها'!E729","v":"ACIS78"},"8 - ACIS78",{"$f":"ABS('ورودی نیروها'!H729)","v":118644.33},{"$f":"ABS('ورودی نیروها'!I729)","v":4215418.7},{"$f":"ABS('ورودی نیروها'!J729)","v":1074885.9099999999},{"$f":"VLOOKUP(C736,'ورودی نیروها'!M$4:P$1000000,2,FALSE)","v":70},{"$f":"VLOOKUP(C736,'ورودی نیروها'!M$4:P$1000000,3,FALSE)","v":45},{"$f":"VLOOKUP(C736,'ورودی نیروها'!M$4:P$1000000,4,FALSE)","v":2},160,90,{"$f":"IF(VLOOKUP(C736,'ورودی نیروها'!M$4:Q$1048576,5,FALSE)=0,IF(K736=1,2*L736+2*M736,IF(K736=2,L736+2*M736,IF(K736=3,2*L736+M736,L736+M736))),VLOOKUP(C736,'ورودی نیروها'!M$4:Q$1048576,5,FALSE))","v":340},1566000,563760,1680000,1801500,1.5555555555555556,30,12.570053699169309,0.47058823529411764,0.33333333333333337,1983726.4470588237,358295.30333333334,30600,7.6092795110382809,0.60534980145241069,"-","-","-","-","-"]
[null,{"$f":"'ورودی نیروها'!C730","v":"BASE"},{"$f":"'ورودی نیروها'!D730","v":8},{"$f":"'ورودی نیروها'!E730","v":"ACIS79"},"8 - ACIS79",{"$f":"ABS('ورودی نیروها'!H730)","v":97469.7},{"$f":"ABS('ورودی نیروها'!I730)","v":4282750.18},{"$f":"ABS('ورودی نیروها'!J730)","v":396172.96899999998},{"$f":"VLOOKUP(C737,'ورودی نیروها'!M$4:P$1000000,2,FALSE)","v":70},{"$f":"VLOOKUP(C737,'ورودی نیروها'!M$4:P$1000000,3,FALSE)","v":45},{"$f":"VLOOKUP(C737,'ورودی نیروها'!M$4:P$1000000,4,FALSE)","v":2},160,90,{"$f":"IF(VLOOKUP(C737,'ورودی نیروها'!M$4:Q$1048576,5,FALSE)=0,IF(K737=1,2*L737+2*M737,IF(K737=2,L737+2*M737,IF(K737=3,2*L737+M737,L737+M737))),VLOOKUP(C737,'ورودی نیروها'!M$4:Q$1048576,5,FALSE))","v":340},1566000,563760,1680000,1801500,1.5555555555555556,30,12.570053699169309,0.47058823529411764,0.33333333333333337,2015411.8494117646,132057.65633333335,30600,6.8388365802951929,0.54405786514238497,"-","-","-","-","-"]
[null,{"$f":"'ورودی نیروها'!C731","v":"BASE"},{"$f":"'ورودی نیروها'!D731","v":8},{"$f":"'ورودی نیروها'!E731","v":"ACIS80"},"8 - ACIS80",{"$f":"ABS('ورودی نیروها'!H731)","v":27945.99},{"$f":"ABS('ورودی نیروها'!I731)","v":4277527.0599999996},{"$f":"ABS('ورودی نیروها'!J731)","v":518152.89299999998},{"$f":"VLOOKUP(C738,'ورودی نیروها'!M$4:P$1000000,2,FALSE)","v":70},{"$f":"VLOOKUP(C738,'ورودی نیروها'!M$4:P$1000000,3,FALSE)","v":45},{"$f":"VLOOKUP(C738,'ورودی نیروها'!M$4:P$1000000,4,FALSE)","v":2},160,90,{"$f":"IF(VLOOKUP(C738,'ورودی نیروها'!M$4:Q$1048576,5,FALSE)=0,IF(K738=1,2*L738+2*M738,IF(K738=2,L738+2*M738,IF(K738=3,2*L738+M738,L738+M738))),VLOOKUP(C738,'ورودی نیروها'!M$4:Q$1048576,5,FALSE))","v":340},1566000,563760,1680000,1801500,1.5555555555555556,30,12.570053699169309,0.47058823529411764,0.33333333333333337,2012953.9105882351,172717.63100000002,30600,4.5866623766642904,0.36488804952101356,"-","-","-","-","-"]
[null,{"$f":"'ورودی نیروها'!C732","v":"BASE"},{"$f":"'ورودی نیروها'!D732","v":8},{"$f":"'ورودی نیروها'!E732","v":"ACIS81"},"8 - ACIS81",{"$f":"ABS('ورودی نیروها'!H732)","v":276191.99},{"$f":"ABS('ورودی نیروها'!I732)","v":4698022.1100000003},{"$f":"ABS('ورودی نیروها'!J732)","v":1015800.963},{"$f":"VLOOKUP(C739,'ورودی نیروها'!M$4:P$1000000,2,FALSE)","v":70},{"$f":"VLOOKUP(C739,'ورودی نیروها'!M$4:P$1000000,3,FALSE)","v":45},{"$f":"VLOOKUP(C739,'ورودی نیروها'!M$4:P$1000000,4,FALSE)","v":2},160,90,{"$f":"IF(VLOOKUP(C739,'ورودی نیروها'!M$4:Q$1048576,5,FALSE)=0,IF(K739=1,2*L739+2*M739,IF(K739=2,L739+2*M739,IF(K739=3,2*L739+M739,L739+M739))),VLOOKUP(C739,'ورودی نیروها'!M$4:Q$1048576,5,FALSE))","v":340},1566000,563760,1680000,1801500,1.5555555555555556,30,12.570053699169309,0.47058823529411764,0.33333333333333337,2210833.9341176474,338600.32100000005,30600,13.149016919627474,1.046058929763874,368255.98666666663,1538574.5727783237,"OK","OK",6.5615831651925416E-2]
[null,{"$f":"'ورودی نیروها'!C733","v":"BASE"},{"$f":"'ورودی نیروها'!D733","v":8},{"$f":"'ورودی نیروها'!E733","v":"ACIS82"},"8 - ACIS82",{"$f":"ABS('ورودی نیروها'!H733)","v":206668.28},{"$f":"ABS('ورودی نیروها'!I733)","v":4703245.2309999997},{"$f":"ABS('ورودی نیروها'!J733)","v":893821.03899999999},{"$f":"VLOOKUP(C740,'ورودی نیروها'!M$4:P$1000000,2,FALSE)","v":70},{"$f":"VLOOKUP(C740,'ورودی نیروها'!M$4:P$1000000,3,FALSE)","v":45},{"$f":"VLOOKUP(C740,'ورودی نیروها'!M$4:P$1000000,4,FALSE)","v":2},160,90,{"$f":"IF(VLOOKUP(C740,'ورودی نیروها'!M$4:Q$1048576,5,FALSE)=0,IF(K740=1,2*L740+2*M740,IF(K740=2,L740+2*M740,IF(K740=3,2*L740+M740,L740+M740))),VLOOKUP(C740,'ورودی نیروها'!M$4:Q$1048576,5,FALSE))","v":340},1566000,563760,1680000,1801500,1.5555555555555556,30,12.570053699169309,0.47058823529411764,0.33333333333333337,2213291.8734117644,297940.34633333335,30600,10.857157790759773,0.86373201345013095,"-","-","-","-","-"]
[null,{"$f":"'ورودی نیروها'!C734","v":"BASE"},{"$f":"'ورودی نیروها'!D734","v":8},{"$f":"'ورودی نیروها'!E734","v":"ACIS83"},"8 - ACIS83",{"$f":"ABS('ورودی نیروها'!H734)","v":255017.36},{"$f":"ABS('ورودی نیروها'!I734)","v":4630690.6310000001},{"$f":"ABS('ورودی نیروها'!J734)","v":455257.91700000002},{"$f":"VLOOKUP(C741,'ورودی نیروها'!M$4:P$1000000,2,FALSE)","v":70},{"$f":"VLOOKUP(C741,'ورودی نیروها'!M$4:P$1000000,3,FALSE)","v":45},{"$f":"VLOOKUP(C741,'ورودی نیروها'!M$4:P$1000000,4,FALSE)","v":2},160,90,{"$f":"IF(VLOOKUP(C741,'ورودی نیروها'!M$4:Q$1048576,5,FALSE)=0,IF(K741=1,2*L741+2*M741,IF(K741=2,L741+2*M741,IF(K741=3,2*L741+M741,L741+M741))),VLOOKUP(C741,'ورودی نیروها'!M$4:Q$1048576,5,FALSE))","v":340},1566000,563760,1680000,1801500,1.5555555555555556,30,12.570053699169309,0.47058823529411764,0.33333333333333337,2179148.5322352941,151752.63900000002,30600,12.289612981702492,0.97768977570196458,"-","-","-","-","-"]
[null,{"$f":"'ورودی نیروها'!C735","v":"BASE"},{"$f":"'ورودی نیروها'!D735","v":8},{"$f":"'ورودی نیروها'!E735","v":"ACIS84"},"8 - ACIS84",{"$f":"ABS('ورودی نیروها'!H735)","v":185493.65},{"$f":"ABS('ورودی نیروها'!I735)","v":4635913.7529999996},{"$f":"ABS('ورودی نیروها'!J735)","v":577237.84},{"$f":"VLOOKUP(C742,'ورودی نیروها'!M$4:P$1000000,2,FALSE)","v":70},{"$f":"VLOOKUP(C742,'ورودی نیروها'!M$4:P$1000000,3,FALSE)","v":45},{"$f":"VLOOKUP(C742,'ورودی نیروها'!M$4:P$1000000,4,FALSE)","v":2},160,90,{"$f":"IF(VLOOKUP(C742,'ورودی نیروها'!M$4:Q$1048576,5,FALSE)=0,IF(K742=1,2*L742+2*M742,IF(K742=2,L742+2*M742,IF(K742=3,2*L742+M742,L742+M742))),VLOOKUP(C742,'ورودی نیروها'!M$4:Q$1048576,5,FALSE))","v":340},1566000,563760,1680000,1801500,1.5555555555555556,30,12.570053699169309,0.47058823529411764,0.33333333333333337,2181606.4719999996,192412.61333333334,30600,10.046158585217142,0.79921365696958335,"-","-","-","-","-"]
[null,{"$f":"'ورودی نیروها'!C736","v":"BASE"},{"$f":"'ورودی نیروها'!D736","v":8},{"$f":"'ورودی نیروها'!E736","v":"ACIS85"},"8 - ACIS85",{"$f":"ABS('ورودی نیروها'!H736)","v":112252.13},{"$f":"ABS('ورودی نیروها'!I736)","v":4658706.34},{"$f":"ABS('ورودی نیروها'!J736)","v":1101122.67},{"$f":"VLOOKUP(C743,'ورودی نیروها'!M$4:P$1000000,2,FALSE)","v":70},{"$f":"VLOOKUP(C743,'ورودی نیروها'!M$4:P$1000000,3,FALSE)","v":45},{"$f":"VLOOKUP(C743,'ورودی نیروها'!M$4:P$1000000,4,FALSE)","v":2},160,90,{"$f":"IF(VLOOKUP(C743,'ورودی نیروها'!M$4:Q$1048576,5,FALSE)=0,IF(K743=1,2*L743+2*M743,IF(K743=2,L743+2*M743,IF(K743=3,2*L743+M743,L743+M743))),VLOOKUP(C743,'ورودی نیروها'!M$4:Q$1048576,5,FALSE))","v":340},1566000,563760,1680000,1801500,1.5555555555555556,30,12.570053699169309,0.47058823529411764,0.33333333333333337,2192332.3952941177,367040.89,30600,7.7756159530363655,0.61858255653674865,"-","-","-","-","-"]
[null,{"$f":"'ورودی نیروها'!C737","v":"BASE"},{"$f":"'ورودی نیروها'!D737","v":8},{"$f":"'ورودی نیروها'!E737","v":"ACIS86"},"8 - ACIS86",{"$f":"ABS('ورودی نیروها'!H737)","v":42728.42},{"$f":"ABS('ورودی نیروها'!I737)","v":4653483.22},{"$f":"ABS('ورودی نیروها'!J737)","v":979142.74600000004},{"$f":"VLOOKUP(C744,'ورودی نیروها'!M$4:P$1000000,2,FALSE)","v":70},{"$f":"VLOOKUP(C744,'ورودی نیروها'!M$4:P$1000000,3,FALSE)","v":45},{"$f":"VLOOKUP(C744,'ورودی نیروها'!M$4:P$1000000,4,FALSE)","v":2},160,90,{"$f":"IF(VLOOKUP(C744,'ورودی نیروها'!M$4:Q$1048576,5,FALSE)=0,IF(K744=1,2*L744+2*M744,IF(K744=2,L744+2*M744,IF(K744=3,2*L744+M744,L744+M744))),VLOOKUP(C744,'ورودی نیروها'!M$4:Q$1048576,5,FALSE))","v":340},1566000,563760,1680000,1801500,1.5555555555555556,30,12.570053699169309,0.47058823529411764,0.33333333333333337,2189874.4564705882,326380.91533333337,30600,5.4750370176594307,0.43556194338463711,"-","-","-","-","-"]
[null,{"$f":"'ورودی نیروها'!C738","v":"BASE"},{"$f":"'ورودی نیروها'!D738","v":8},{"$f":"'ورودی نیروها'!E738","v":"ACIS87"},"8 - ACIS87",{"$f":"ABS('ورودی نیروها'!H738)","v":91077.5},{"$f":"ABS('ورودی نیروها'!I738)","v":4726037.82},{"$f":"ABS('ورودی نیروها'!J738)","v":369936.20899999997},{"$f":"VLOOKUP(C745,'ورودی نیروها'!M$4:P$1000000,2,FALSE)","v":70},{"$f":"VLOOKUP(C745,'ورودی نیروها'!M$4:P$1000000,3,FALSE)","v":45},{"$f":"VLOOKUP(C745,'ورودی نیروها'!M$4:P$1000000,4,FALSE)","v":2},160,90,{"$f":"IF(VLOOKUP(C745,'ورودی نیروها'!M$4:Q$1048576,5,FALSE)=0,IF(K745=1,2*L745+2*M745,IF(K745=2,L745+2*M745,IF(K745=3,2*L745+M745,L745+M745))),VLOOKUP(C745,'ورودی نیروها'!M$4:Q$1048576,5,FALSE))","v":340},1566000,563760,1680000,1801500,1.5555555555555556,30,12.570053699169309,0.47058823529411764,0.33333333333333337,2224017.797647059,123312.06966666668,30600,6.9947616095948657,0.55646234908742787,"-","-","-","-","-"]
[null,{"$f":"'ورودی نیروها'!C739","v":"BASE"},{"$f":"'ورودی نیروها'!D739","v":8},{"$f":"'ورودی نیروها'!E739","v":"ACIS88"},"8 - ACIS88",{"$f":"ABS('ورودی نیروها'!H739)","v":21553.79},{"$f":"ABS('ورودی نیروها'!I739)","v":4720814.6900000004},{"$f":"ABS('ورودی نیروها'!J739)","v":491916.13299999997},{"$f":"VLOOKUP(C746,'ورودی نیروها'!M$4:P$1000000,2,FALSE)","v":70},{"$f":"VLOOKUP(C746,'ورودی نیروها'!M$4:P$1000000,3,FALSE)","v":45},{"$f":"VLOOKUP(C746,'ورودی نیروها'!M$4:P$1000000,4,FALSE)","v":2},160,90,{"$f":"IF(VLOOKUP(C746,'ورودی نیروها'!M$4:Q$1048576,5,FALSE)=0,IF(K746=1,2*L746+2*M746,IF(K746=2,L746+2*M746,IF(K746=3,2*L746+M746,L746+M746))),VLOOKUP(C746,'ورودی نیروها'!M$4:Q$1048576,5,FALSE))","v":340},1566000,563760,1680000,1801500,1.5555555555555556,30,12.570053699169309,0.47058823529411764,0.33333333333333337,2221559.8541176473,163972.04433333335,30600,4.7425873976166484,0.37729253280199287,"-","-","-","-","-"]
[null,{"$f":"'ورودی نیروها'!C740","v":"BASE"},{"$f":"'ورودی نیروها'!D740","v":8},{"$f":"'ورودی نیروها'!E740","v":"ACIS89"},"8 - ACIS89",{"$f":"ABS('ورودی نیروها'!H740)","v":263407.59999999998},{"$f":"ABS('ورودی نیروها'!I740)","v":3811446.8339999998},{"$f":"ABS('ورودی نیروها'!J740)","v":1068274.4820000001},{"$f":"VLOOKUP(C747,'ورودی نیروها'!M$4:P$1000000,2,FALSE)","v":70},{"$f":"VLOOKUP(C747,'ورودی نیروها'!M$4:P$1000000,3,FALSE)","v":45},{"$f":"VLOOKUP(C747,'ورودی نیروها'!M$4:P$1000000,4,FALSE)","v":2},160,90,{"$f":"IF(VLOOKUP(C747,'ورودی نیروها'!M$4:Q$1048576,5,FALSE)=0,IF(K747=1,2*L747+2*M747,IF(K747=2,L747+2*M747,IF(K747=3,2*L747+M747,L747+M747))),VLOOKUP(C747,'ورودی نیروها'!M$4:Q$1048576,5,FALSE))","v":340},1566000,563760,1680000,1801500,1.5555555555555556,30,12.570053699169309,0.47058823529411764,0.33333333333333337,1793622.0395294116,356091.49400000006,30600,12.001585491619622,0.95477599211948838,"-","-","-","-","-"]
[null,{"$f":"'ورودی نیروها'!C741","v":"BASE"},{"$f":"'ورودی نیروها'!D741","v":8},{"$f":"'ورودی نیروها'!E741","v":"ACIS90"},"8 - ACIS90",{"$f":"ABS('ورودی نیروها'!H741)","v":193883.88},{"$f":"ABS('ورودی نیروها'!I741)","v":3816669.9559999998},{"$f":"ABS('ورودی نیروها'!J741)","v":946294.55900000001},{"$f":"VLOOKUP(C748,'ورودی نیروها'!M$4:P$1000000,2,FALSE)","v":70},{"$f":"VLOOKUP(C748,'ورودی نیروها'!M$4:P$1000000,3,FALSE)","v":45},{"$f":"VLOOKUP(C748,'ورودی نیروها'!M$4:P$1000000,4,FALSE)","v":2},160,90,{"$f":"IF(VLOOKUP(C748,'ورودی نیروها'!M$4:Q$1048576,5,FALSE)=0,IF(K748=1,2*L748+2*M748,IF(K748=2,L748+2*M748,IF(K748=3,2*L748+M748,L748+M748))),VLOOKUP(C748,'ورودی نیروها'!M$4:Q$1048576,5,FALSE))","v":340},1566000,563760,1680000,1801500,1.5555555555555556,30,12.570053699169309,0.47058823529411764,0.33333333333333337,1796079.9792941175,315431.51966666669,30600,9.7097260369876839,0.77244904988984653,"-","-","-","-","-"]
[null,{"$f":"'ورودی نیروها'!C742","v":"BASE"},{"$f":"'ورودی نیروها'!D742","v":8},{"$f":"'ورودی نیروها'!E742","v":"ACIS91"},"8 - ACIS91",{"$f":"ABS('ورودی نیروها'!H742)","v":242232.97},{"$f":"ABS('ورودی نیروها'!I742)","v":3744115.3560000001},{"$f":"ABS('ورودی نیروها'!J742)","v":402784.397},{"$f":"VLOOKUP(C749,'ورودی نیروها'!M$4:P$1000000,2,FALSE)","v":70},{"$f":"VLOOKUP(C749,'ورودی نیروها'!M$4:P$1000000,3,FALSE)","v":45},{"$f":"VLOOKUP(C749,'ورودی نیروها'!M$4:P$1000000,4,FALSE)","v":2},160,90,{"$f":"IF(VLOOKUP(C749,'ورودی نیروها'!M$4:Q$1048576,5,FALSE)=0,IF(K749=1,2*L749+2*M749,IF(K749=2,L749+2*M749,IF(K749=3,2*L749+M749,L749+M749))),VLOOKUP(C749,'ورودی نیروها'!M$4:Q$1048576,5,FALSE))","v":340},1566000,563760,1680000,1801500,1.5555555555555556,30,12.570053699169309,0.47058823529411764,0.33333333333333337,1761936.638117647,134261.46566666669,30600,11.121358729330959,0.88475029586117948,"-","-","-","-","-"]
[null,{"$f":"'ورودی نیروها'!C743","v":"BASE"},{"$f":"'ورودی نیروها'!D743","v":8},{"$f":"'ورودی نیروها'!E743","v":"ACIS92"},"8 - ACIS92",{"$f":"ABS('ورودی نیروها'!H743)","v":172709.25},{"$f":"ABS('ورودی نیروها'!I743)","v":3749338.4780000001},{"$f":"ABS('ورودی نیروها'!J743)","v":524764.31999999995},{"$f":"VLOOKUP(C750,'ورودی نیروها'!M$4:P$1000000,2,FALSE)","v":70},{"$f":"VLOOKUP(C750,'ورودی نیروها'!M$4:P$1000000,3,FALSE)","v":45},{"$f":"VLOOKUP(C750,'ورودی نیروها'!M$4:P$1000000,4,FALSE)","v":2},160,90,{"$f":"IF(VLOOKUP(C750,'ورودی نیروها'!M$4:Q$1048576,5,FALSE)=0,IF(K750=1,2*L750+2*M750,IF(K750=2,L750+2*M750,IF(K750=3,2*L750+M750,L750+M750))),VLOOKUP(C750,'ورودی نیروها'!M$4:Q$1048576,5,FALSE))","v":340},1566000,563760,1680000,1801500,1.5555555555555556,30,12.570053699169309,0.47058823529411764,0.33333333333333337,1764394.577882353,174921.44,30600,8.8779040060482259,0.70627415113070846,"-","-","-","-","-"]
[null,{"$f":"'ورودی نیروها'!C744","v":"BASE"},{"$f":"'ورودی نیروها'!D744","v":8},{"$f":"'ورودی نیروها'!E744","v":"ACIS93"},"8 - ACIS93",{"$f":"ABS('ورودی نیروها'!H744)","v":125036.53},{"$f":"ABS('ورودی نیروها'!I744)","v":3772131.06},{"$f":"ABS('ورودی نیروها'!J744)","v":1048649.1499999999},{"$f":"VLOOKUP(C751,'ورودی نیروها'!M$4:P$1000000,2,FALSE)","v":70},{"$f":"VLOOKUP(C751,'ورودی نیروها'!M$4:P$1000000,3,FALSE)","v":45},{"$f":"VLOOKUP(C751,'ورودی نیروها'!M$4:P$1000000,4,FALSE)","v":2},160,90,{"$f":"IF(VLOOKUP(C751,'ورودی نیروها'!M$4:Q$1048576,5,FALSE)=0,IF(K751=1,2*L751+2*M751,IF(K751=2,L751+2*M751,IF(K751=3,2*L751+M751,L751+M751))),VLOOKUP(C751,'ورودی نیروها'!M$4:Q$1048576,5,FALSE))","v":340},1566000,563760,1680000,1801500,1.5555555555555556,30,12.570053699169309,0.47058823529411764,0.33333333333333337,1775120.4988235293,349549.71666666667,30600,7.4429430690401954,0.5921170463680725,"-","-","-","-","-"]
[null,{"$f":"'ورودی نیروها'!C745","v":"BASE"},{"$f":"'ورودی نیروها'!D745","v":8},{"$f":"'ورودی نیروها'!E745","v":"ACIS94"},"8 - ACIS94",{"$f":"ABS('ورودی نیروها'!H745)","v":55512.81},{"$f":"ABS('ورودی نیروها'!I745)","v":3766907.94},{"$f":"ABS('ورودی نیروها'!J745)","v":926669.22600000002},{"$f":"VLOOKUP(C752,'ورودی نیروها'!M$4:P$1000000,2,FALSE)","v":70},{"$f":"VLOOKUP(C752,'ورودی نیروها'!M$4:P$1000000,3,FALSE)","v":45},{"$f":"VLOOKUP(C752,'ورودی نیروها'!M$4:P$1000000,4,FALSE)","v":2},160,90,{"$f":"IF(VLOOKUP(C752,'ورودی نیروها'!M$4:Q$1048576,5,FALSE)=0,IF(K752=1,2*L752+2*M752,IF(K752=2,L752+2*M752,IF(K752=3,2*L752+M752,L752+M752))),VLOOKUP(C752,'ورودی نیروها'!M$4:Q$1048576,5,FALSE))","v":340},1566000,563760,1680000,1801500,1.5555555555555556,30,12.570053699169309,0.47058823529411764,0.33333333333333337,1772662.56,308889.74200000003,30600,5.1423638068658759,0.40909640721787122,"-","-","-","-","-"]
[null,{"$f":"'ورودی نیروها'!C746","v":"BASE"},{"$f":"'ورودی نیروها'!D746","v":8},{"$f":"'ورودی نیروها'!E746","v":"ACIS95"},"8 - ACIS95",{"$f":"ABS('ورودی نیروها'!H746)","v":103861.9},{"$f":"ABS('ورودی نیروها'!I746)","v":3839462.54},{"$f":"ABS('ورودی نیروها'!J746)","v":422409.72899999999},{"$f":"VLOOKUP(C753,'ورودی نیروها'!M$4:P$1000000,2,FALSE)","v":70},{"$f":"VLOOKUP(C753,'ورودی نیروها'!M$4:P$1000000,3,FALSE)","v":45},{"$f":"VLOOKUP(C753,'ورودی نیروها'!M$4:P$1000000,4,FALSE)","v":2},160,90,{"$f":"IF(VLOOKUP(C753,'ورودی نیروها'!M$4:Q$1048576,5,FALSE)=0,IF(K753=1,2*L753+2*M753,IF(K753=2,L753+2*M753,IF(K753=3,2*L753+M753,L753+M753))),VLOOKUP(C753,'ورودی نیروها'!M$4:Q$1048576,5,FALSE))","v":340},1566000,563760,1680000,1801500,1.5555555555555556,30,12.570053699169309,0.47058823529411764,0.33333333333333337,1806805.9011764706,140803.24300000002,30600,6.682911550995521,0.53165338119734218,"-","-","-","-","-"]
[null,{"$f":"'ورودی نیروها'!C747","v":"BASE"},{"$f":"'ورودی نیروها'!D747","v":8},{"$f":"'ورودی نیروها'!E747","v":"ACIS96"},"8 - ACIS96",{"$f":"ABS('ورودی نیروها'!H747)","v":34338.18},{"$f":"ABS('ورودی نیروها'!I747)","v":3834239.42},{"$f":"ABS('ورودی نیروها'!J747)","v":544389.65300000005},{"$f":"VLOOKUP(C754,'ورودی نیروها'!M$4:P$1000000,2,FALSE)","v":70},{"$f":"VLOOKUP(C754,'ورودی نیروها'!M$4:P$1000000,3,FALSE)","v":45},{"$f":"VLOOKUP(C754,'ورودی نیروها'!M$4:P$1000000,4,FALSE)","v":2},160,90,{"$f":"IF(VLOOKUP(C754,'ورودی نیروها'!M$4:Q$1048576,5,FALSE)=0,IF(K754=1,2*L754+2*M754,IF(K754=2,L754+2*M754,IF(K754=3,2*L754+M754,L754+M754))),VLOOKUP(C754,'ورودی نیروها'!M$4:Q$1048576,5,FALSE))","v":340},1566000,563760,1680000,1801500,1.5555555555555556,30,12.570053699169309,0.47058823529411764,0.33333333333333337,1804347.962352941,181463.21766666669,30600,4.430737020567233,0.35248353957788087,"-","-","-","-","-"]
[null,{"$f":"'ورودی نیروها'!C748","v":"BASE"},{"$f":"'ورودی نیروها'!D748","v":9},{"$f":"'ورودی نیروها'!E748","v":"ACIB01"},"9 - ACIB01",{"$f":"ABS('ورودی نیروها'!H748)","v":174128.67},{"$f":"ABS('ورودی نیروها'!I748)","v":91394.683000000005},{"$f":"ABS('ورودی نیروها'!J748)","v":255504.08300000001},{"$f":"VLOOKUP(C755,'ورودی نیروها'!M$4:P$1000000,2,FALSE)","v":70},{"$f":"VLOOKUP(C755,'ورودی نیروها'!M$4:P$1000000,3,FALSE)","v":45},{"$f":"VLOOKUP(C755,'ورودی نیروها'!M$4:P$1000000,4,FALSE)","v":2},160,90,{"$f":"IF(VLOOKUP(C755,'ورودی نیروها'!M$4:Q$1048576,5,FALSE)=0,IF(K755=1,2*L755+2*M755,IF(K755=2,L755+2*M755,IF(K755=3,2*L755+M755,L755+M755))),VLOOKUP(C755,'ورودی نیروها'!M$4:Q$1048576,5,FALSE))","v":340},1566000,563760,1680000,1801500,1.5555555555555556,30,12.570053699169309,0.47058823529411764,0.33333333333333337,43009.262588235295,85168.027666666676,30600,5.8174646879477452,0.46280348733372489,"-","-","-","-","-"]
[null,{"$f":"'ورودی نیروها'!C749","v":"BASE"},{"$f":"'ورودی نیروها'!D749","v":9},{"$f":"'ورودی نیروها'!E749","v":"ACIB02"},"9 - ACIB02",{"$f":"ABS('ورودی نیروها'!H749)","v":205448.63},{"$f":"ABS('ورودی نیروها'!I749)","v":142652.10500000001},{"$f":"ABS('ورودی نیروها'!J749)","v":330870.20400000003},{"$f":"VLOOKUP(C756,'ورودی نیروها'!M$4:P$1000000,2,FALSE)","v":70},{"$f":"VLOOKUP(C756,'ورودی نیروها'!M$4:P$1000000,3,FALSE)","v":45},{"$f":"VLOOKUP(C756,'ورودی نیروها'!M$4:P$1000000,4,FALSE)","v":2},160,90,{"$f":"IF(VLOOKUP(C756,'ورودی نیروها'!M$4:Q$1048576,5,FALSE)=0,IF(K756=1,2*L756+2*M756,IF(K756=2,L756+2*M756,IF(K756=3,2*L756+M756,L756+M756))),VLOOKUP(C756,'ورودی نیروها'!M$4:Q$1048576,5,FALSE))","v":340},1566000,563760,1680000,1801500,1.5555555555555556,30,12.570053699169309,0.47058823529411764,0.33333333333333337,67130.402352941179,110290.06800000003,30600,6.8987325731529472,0.54882284024043981,"-","-","-","-","-"]
[null,{"$f":"'ورودی نیروها'!C750","v":"BASE"},{"$f":"'ورودی نیروها'!D750","v":9},{"$f":"'ورودی نیروها'!E750","v":"ACIS01"},"9 - ACIS01",{"$f":"ABS('ورودی نیروها'!H750)","v":173495.69},{"$f":"ABS('ورودی نیروها'!I750)","v":921499.20400000003},{"$f":"ABS('ورودی نیروها'!J750)","v":2140927.6230000001},{"$f":"VLOOKUP(C757,'ورودی نیروها'!M$4:P$1000000,2,FALSE)","v":70},{"$f":"VLOOKUP(C757,'ورودی نیروها'!M$4:P$1000000,3,FALSE)","v":45},{"$f":"VLOOKUP(C757,'ورودی نیروها'!M$4:P$1000000,4,FALSE)","v":2},160,90,{"$f":"IF(VLOOKUP(C757,'ورودی نیروها'!M$4:Q$1048576,5,FALSE)=0,IF(K757=1,2*L757+2*M757,IF(K757=2,L757+2*M757,IF(K757=3,2*L757+M757,L757+M757))),VLOOKUP(C757,'ورودی نیروها'!M$4:Q$1048576,5,FALSE))","v":340},1566000,563760,1680000,1801500,1.5555555555555556,30,12.570053699169309,0.47058823529411764,0.33333333333333337,433646.68423529412,713642.54100000008,30600,6.8637854383734567,0.54604265046433731,"-","-","-","-","-"]
[null,{"$f":"'ورودی نیروها'!C751","v":"BASE"},{"$f":"'ورودی نیروها'!D751","v":9},{"$f":"'ورودی نیروها'!E751","v":"ACIS02"},"9 - ACIS02",{"$f":"ABS('ورودی نیروها'!H751)","v":121270.36},{"$f":"ABS('ورودی نیروها'!I751)","v":948678.94299999997},{"$f":"ABS('ورودی نیروها'!J751)","v":2217667.9},{"$f":"VLOOKUP(C758,'ورودی نیروها'!M$4:P$1000000,2,FALSE)","v":70},{"$f":"VLOOKUP(C758,'ورودی نیروها'!M$4:P$1000000,3,FALSE)","v":45},{"$f":"VLOOKUP(C758,'ورودی نیروها'!M$4:P$1000000,4,FALSE)","v":2},160,90,{"$f":"IF(VLOOKUP(C758,'ورودی نیروها'!M$4:Q$1048576,5,FALSE)=0,IF(K758=1,2*L758+2*M758,IF(K758=2,L758+2*M758,IF(K758=3,2*L758+M758,L758+M758))),VLOOKUP(C758,'ورودی نیروها'!M$4:Q$1048576,5,FALSE))","v":340},1566000,563760,1680000,1801500,1.5555555555555556,30,12.570053699169309,0.47058823529411764,0.33333333333333337,446437.1496470588,739222.63333333342,30600,5.1949893376301146,0.41328298684781473,"-","-","-","-","-"]
[null,{"$f":"'ورودی نیروها'!C752","v":"BASE"},{"$f":"'ورودی نیروها'!D752","v":9},{"$f":"'ورودی نیروها'!E752","v":"ACIS03"},"9 - ACIS03",{"$f":"ABS('ورودی نیروها'!H752)","v":192148.62},{"$f":"ABS('ورودی نیروها'!I752)","v":1461838.2549999999},{"$f":"ABS('ورودی نیروها'!J752)","v":2128966.324},{"$f":"VLOOKUP(C759,'ورودی نیروها'!M$4:P$1000000,2,FALSE)","v":70},{"$f":"VLOOKUP(C759,'ورودی نیروها'!M$4:P$1000000,3,FALSE)","v":45},{"$f":"VLOOKUP(C759,'ورودی نیروها'!M$4:P$1000000,4,FALSE)","v":2},160,90,{"$f":"IF(VLOOKUP(C759,'ورودی نیروها'!M$4:Q$1048576,5,FALSE)=0,IF(K759=1,2*L759+2*M759,IF(K759=2,L759+2*M759,IF(K759=3,2*L759+M759,L759+M759))),VLOOKUP(C759,'ورودی نیروها'!M$4:Q$1048576,5,FALSE))","v":340},1566000,563760,1680000,1801500,1.5555555555555556,30,12.570053699169309,0.47058823529411764,0.33333333333333337,687923.88470588229,709655.44133333338,30600,7.9220230717816023,0.63022985115052677,"-","-","-","-","-"]
[null,{"$f":"'ورودی نیروها'!C753","v":"BASE"},{"$f":"'ورودی نیروها'!D753","v":9},{"$f":"'ورودی نیروها'!E753","v":"ACIS04"},"9 - ACIS04",{"$f":"ABS('ورودی نیروها'!H753)","v":139923.29},{"$f":"ABS('ورودی نیروها'!I753)","v":1434658.5160000001},{"$f":"ABS('ورودی نیروها'!J753)","v":2205706.6009999998},{"$f":"VLOOKUP(C760,'ورودی نیروها'!M$4:P$1000000,2,FALSE)","v":70},{"$f":"VLOOKUP(C760,'ورودی نیروها'!M$4:P$1000000,3,FALSE)","v":45},{"$f":"VLOOKUP(C760,'ورودی نیروها'!M$4:P$1000000,4,FALSE)","v":2},160,90,{"$f":"IF(VLOOKUP(C760,'ورودی نیروها'!M$4:Q$1048576,5,FALSE)=0,IF(K760=1,2*L760+2*M760,IF(K760=2,L760+2*M760,IF(K760=3,2*L760+M760,L760+M760))),VLOOKUP(C760,'ورودی نیروها'!M$4:Q$1048576,5,FALSE))","v":340},1566000,563760,1680000,1801500,1.5555555555555556,30,12.570053699169309,0.47058823529411764,0.33333333333333337,675133.41929411772,735235.53366666671,30600,6.2078514019600544,0.4938603724795782,"-","-","-","-","-"]
[null,{"$f":"'ورودی نیروها'!C754","v":"BASE"},{"$f":"'ورودی نیروها'!D754","v":9},{"$f":"'ورودی نیروها'!E754","v":"ACIS05"},"9 - ACIS05",{"$f":"ABS('ورودی نیروها'!H754)","v":228827.35},{"$f":"ABS('ورودی نیروها'!I754)","v":1197589.6610000001},{"$f":"ABS('ورودی نیروها'!J754)","v":2783546.9819999998},{"$f":"VLOOKUP(C761,'ورودی نیروها'!M$4:P$1000000,2,FALSE)","v":70},{"$f":"VLOOKUP(C761,'ورودی نیروها'!M$4:P$1000000,3,FALSE)","v":45},{"$f":"VLOOKUP(C761,'ورودی نیروها'!M$4:P$1000000,4,FALSE)","v":2},160,90,{"$f":"IF(VLOOKUP(C761,'ورودی نیروها'!M$4:Q$1048576,5,FALSE)=0,IF(K761=1,2*L761+2*M761,IF(K761=2,L761+2*M761,IF(K761=3,2*L761+M761,L761+M761))),VLOOKUP(C761,'ورودی نیروها'!M$4:Q$1048576,5,FALSE))","v":340},1566000,563760,1680000,1801500,1.5555555555555556,30,12.570053699169309,0.47058823529411764,0.33333333333333337,563571.60517647059,927848.99400000006,30600,9.0299748661359267,0.71837201990097088,"-","-","-","-","-"]
[null,{"$f":"'ورودی نیروها'!C755","v":"BASE"},{"$f":"'ورودی نیروها'!D755","v":9},{"$f":"'ورودی نیروها'!E755","v":"ACIS06"},"9 - ACIS06",{"$f":"ABS('ورودی نیروها'!H755)","v":176602.03},{"$f":"ABS('ورودی نیروها'!I755)","v":1224769.399},{"$f":"ABS('ورودی نیروها'!J755)","v":2706806.7050000001},{"$f":"VLOOKUP(C762,'ورودی نیروها'!M$4:P$1000000,2,FALSE)","v":70},{"$f":"VLOOKUP(C762,'ورودی نیروها'!M$4:P$1000000,3,FALSE)","v":45},{"$f":"VLOOKUP(C762,'ورودی نیروها'!M$4:P$1000000,4,FALSE)","v":2},160,90,{"$f":"IF(VLOOKUP(C762,'ورودی نیروها'!M$4:Q$1048576,5,FALSE)=0,IF(K762=1,2*L762+2*M762,IF(K762=2,L762+2*M762,IF(K762=3,2*L762+M762,L762+M762))),VLOOKUP(C762,'ورودی نیروها'!M$4:Q$1048576,5,FALSE))","v":340},1566000,563760,1680000,1801500,1.5555555555555556,30,12.570053699169309,0.47058823529411764,0.33333333333333337,576362.07011764706,902268.90166666685,30600,7.3307266004822216,0.58318976003791234,"-","-","-","-","-"]
[null,{"$f":"'ورودی نیروها'!C756","v":"BASE"},{"$f":"'ورودی نیروها'!D756","v":9},{"$f":"'ورودی نیروها'!E756","v":"ACIS07"},"9 - ACIS07",{"$f":"ABS('ورودی نیروها'!H756)","v":247480.29},{"$f":"ABS('ورودی نیروها'!I756)","v":1185747.798},{"$f":"ABS('ورودی نیروها'!J756)","v":2795508.281},{"$f":"VLOOKUP(C763,'ورودی نیروها'!M$4:P$1000000,2,FALSE)","v":70},{"$f":"VLOOKUP(C763,'ورودی نیروها'!M$4:P$1000000,3,FALSE)","v":45},{"$f":"VLOOKUP(C763,'ورودی نیروها'!M$4:P$1000000,4,FALSE)","v":2},160,90,{"$f":"IF(VLOOKUP(C763,'ورودی نیروها'!M$4:Q$1048576,5,FALSE)=0,IF(K763=1,2*L763+2*M763,IF(K763=2,L763+2*M763,IF(K763=3,2*L763+M763,L763+M763))),VLOOKUP(C763,'ورودی نیروها'!M$4:Q$1048576,5,FALSE))","v":340},1566000,563760,1680000,1801500,1.5555555555555556,30,12.570053699169309,0.47058823529411764,0.33333333333333337,557998.96376470581,931836.09366666677,30600,9.632036566194671,0.7662685296906252,"-","-","-","-","-"]
[null,{"$f":"'ورودی نیروها'!C757","v":"BASE"},{"$f":"'ورودی نیروها'!D757","v":9},{"$f":"'ورودی نیروها'!E757","v":"ACIS08"},"9 - ACIS08",{"$f":"ABS('ورودی نیروها'!H757)","v":195254.96},{"$f":"ABS('ورودی نیروها'!I757)","v":1158568.0589999999},{"$f":"ABS('ورودی نیروها'!J757)","v":2718768.003},{"$f":"VLOOKUP(C764,'ورودی نیروها'!M$4:P$1000000,2,FALSE)","v":70},{"$f":"VLOOKUP(C764,'ورودی نیروها'!M$4:P$1000000,3,FALSE)","v":45},{"$f":"VLOOKUP(C764,'ورودی نیروها'!M$4:P$1000000,4,FALSE)","v":2},160,90,{"$f":"IF(VLOOKUP(C764,'ورودی نیروها'!M$4:Q$1048576,5,FALSE)=0,IF(K764=1,2*L764+2*M764,IF(K764=2,L764+2*M764,IF(K764=3,2*L764+M764,L764+M764))),VLOOKUP(C764,'ورودی نیروها'!M$4:Q$1048576,5,FALSE))","v":340},1566000,563760,1680000,1801500,1.5555555555555556,30,12.570053699169309,0.47058823529411764,0.33333333333333337,545208.49835294113,906256.00100000016,30600,7.887412405301693,0.62747642882567256,"-","-","-","-","-"]
[null,{"$f":"'ورودی نیروها'!C758","v":"BASE"},{"$f":"'ورودی نیروها'!D758","v":9},{"$f":"'ورودی نیروها'!E758","v":"ACIS09"},"9 - ACIS09",{"$f":"ABS('ورودی نیروها'!H758)","v":171340.64},{"$f":"ABS('ورودی نیروها'!I758)","v":1322269.9480000001},{"$f":"ABS('ورودی نیروها'!J758)","v":2101680.6660000002},{"$f":"VLOOKUP(C765,'ورودی نیروها'!M$4:P$1000000,2,FALSE)","v":70},{"$f":"VLOOKUP(C765,'ورودی نیروها'!M$4:P$1000000,3,FALSE)","v":45},{"$f":"VLOOKUP(C765,'ورودی نیروها'!M$4:P$1000000,4,FALSE)","v":2},160,90,{"$f":"IF(VLOOKUP(C765,'ورودی نیروها'!M$4:Q$1048576,5,FALSE)=0,IF(K765=1,2*L765+2*M765,IF(K765=2,L765+2*M765,IF(K765=3,2*L765+M765,L765+M765))),VLOOKUP(C765,'ورودی نیروها'!M$4:Q$1048576,5,FALSE))","v":340},1566000,563760,1680000,1801500,1.5555555555555556,30,12.570053699169309,0.47058823529411764,0.33333333333333337,622244.6814117647,700560.22200000018,30600,7.1201078408883403,0.56643416259700408,"-","-","-","-","-"]
[null,{"$f":"'ورودی نیروها'!C759","v":"BASE"},{"$f":"'ورودی نیروها'!D759","v":9},{"$f":"'ورودی نیروها'!E759","v":"ACIS10"},"9 - ACIS10",{"$f":"ABS('ورودی نیروها'!H759)","v":119115.32},{"$f":"ABS('ورودی نیروها'!I759)","v":1349449.686},{"$f":"ABS('ورودی نیروها'!J759)","v":2178420.943},{"$f":"VLOOKUP(C766,'ورودی نیروها'!M$4:P$1000000,2,FALSE)","v":70},{"$f":"VLOOKUP(C766,'ورودی نیروها'!M$4:P$1000000,3,FALSE)","v":45},{"$f":"VLOOKUP(C766,'ورودی نیروها'!M$4:P$1000000,4,FALSE)","v":2},160,90,{"$f":"IF(VLOOKUP(C766,'ورودی نیروها'!M$4:Q$1048576,5,FALSE)=0,IF(K766=1,2*L766+2*M766,IF(K766=2,L766+2*M766,IF(K766=3,2*L766+M766,L766+M766))),VLOOKUP(C766,'ورودی نیروها'!M$4:Q$1048576,5,FALSE))","v":340},1566000,563760,1680000,1801500,1.5555555555555556,30,12.570053699169309,0.47058823529411764,0.33333333333333337,635035.14635294117,726140.3143333334,30600,5.4513120661076497,0.43367452491216479,"-","-","-","-","-"]
[null,{"$f":"'ورودی نیروها'!C760","v":"BASE"},{"$f":"'ورودی نیروها'!D760","v":9},{"$f":"'ورودی نیروها'!E760","v":"ACIS11"},"9 - ACIS11",{"$f":"ABS('ورودی نیروها'!H760)","v":189993.58},{"$f":"ABS('ورودی نیروها'!I760)","v":1061067.5109999999},{"$f":"ABS('ورودی نیروها'!J760)","v":2089719.3670000001},{"$f":"VLOOKUP(C767,'ورودی نیروها'!M$4:P$1000000,2,FALSE)","v":70},{"$f":"VLOOKUP(C767,'ورودی نیروها'!M$4:P$1000000,3,FALSE)","v":45},{"$f":"VLOOKUP(C767,'ورودی نیروها'!M$4:P$1000000,4,FALSE)","v":2},160,90,{"$f":"IF(VLOOKUP(C767,'ورودی نیروها'!M$4:Q$1048576,5,FALSE)=0,IF(K767=1,2*L767+2*M767,IF(K767=2,L767+2*M767,IF(K767=3,2*L767+M767,L767+M767))),VLOOKUP(C767,'ورودی نیروها'!M$4:Q$1048576,5,FALSE))","v":340},1566000,563760,1680000,1801500,1.5555555555555556,30,12.570053699169309,0.47058823529411764,0.33333333333333337,499325.8875294117,696573.12233333348,30600,7.509273865601922,0.59739393683721276,"-","-","-","-","-"]
[null,{"$f":"'ورودی نیروها'!C761","v":"BASE"},{"$f":"'ورودی نیروها'!D761","v":9},{"$f":"'ورودی نیروها'!E761","v":"ACIS12"},"9 - ACIS12",{"$f":"ABS('ورودی نیروها'!H761)","v":123588.45},{"$f":"ABS('ورودی نیروها'!I761)","v":1310040.8589999999},{"$f":"ABS('ورودی نیروها'!J761)","v":1814972.3910000001},{"$f":"VLOOKUP(C768,'ورودی نیروها'!M$4:P$1000000,2,FALSE)","v":70},{"$f":"VLOOKUP(C768,'ورودی نیروها'!M$4:P$1000000,3,FALSE)","v":45},{"$f":"VLOOKUP(C768,'ورودی نیروها'!M$4:P$1000000,4,FALSE)","v":2},160,90,{"$f":"IF(VLOOKUP(C768,'ورودی نیروها'!M$4:Q$1048576,5,FALSE)=0,IF(K768=1,2*L768+2*M768,IF(K768=2,L768+2*M768,IF(K768=3,2*L768+M768,L768+M768))),VLOOKUP(C768,'ورودی نیروها'!M$4:Q$1048576,5,FALSE))","v":340},1566000,563760,1680000,1801500,1.5555555555555556,30,12.570053699169309,0.47058823529411764,0.33333333333333337,616489.81599999999,604990.79700000014,30600,5.4924841875111206,0.43694993823885503,"-","-","-","-","-"]
[null,{"$f":"'ورودی نیروها'!C762","v":"BASE"},{"$f":"'ورودی نیروها'!D762","v":9},{"$f":"'ورودی نیروها'!E762","v":"ACIS13"},"9 - ACIS13",{"$f":"ABS('ورودی نیروها'!H762)","v":230982.39999999999},{"$f":"ABS('ورودی نیروها'!I762)","v":796818.91700000002},{"$f":"ABS('ورودی نیروها'!J762)","v":2744300.0240000002},{"$f":"VLOOKUP(C769,'ورودی نیروها'!M$4:P$1000000,2,FALSE)","v":70},{"$f":"VLOOKUP(C769,'ورودی نیروها'!M$4:P$1000000,3,FALSE)","v":45},{"$f":"VLOOKUP(C769,'ورودی نیروها'!M$4:P$1000000,4,FALSE)","v":2},160,90,{"$f":"IF(VLOOKUP(C769,'ورودی نیروها'!M$4:Q$1048576,5,FALSE)=0,IF(K769=1,2*L769+2*M769,IF(K769=2,L769+2*M769,IF(K769=3,2*L769+M769,L769+M769))),VLOOKUP(C769,'ورودی نیروها'!M$4:Q$1048576,5,FALSE))","v":340},1566000,563760,1680000,1801500,1.5555555555555556,30,12.570053699169309,0.47058823529411764,0.33333333333333337,374973.60800000001,914766.67466666689,30600,8.758078274136917,0.69674151628450831,"-","-","-","-","-"]
[null,{"$f":"'ورودی نیروها'!C763","v":"BASE"},{"$f":"'ورودی نیروها'!D763","v":9},{"$f":"'ورودی نیروها'!E763","v":"ACIS14"},"9 - ACIS14",{"$f":"ABS('ورودی نیروها'!H763)","v":178757.07},{"$f":"ABS('ورودی نیروها'!I763)","v":823998.65599999996},{"$f":"ABS('ورودی نیروها'!J763)","v":2667559.747},{"$f":"VLOOKUP(C770,'ورودی نیروها'!M$4:P$1000000,2,FALSE)","v":70},{"$f":"VLOOKUP(C770,'ورودی نیروها'!M$4:P$1000000,3,FALSE)","v":45},{"$f":"VLOOKUP(C770,'ورودی نیروها'!M$4:P$1000000,4,FALSE)","v":2},160,90,{"$f":"IF(VLOOKUP(C770,'ورودی نیروها'!M$4:Q$1048576,5,FALSE)=0,IF(K770=1,2*L770+2*M770,IF(K770=2,L770+2*M770,IF(K770=3,2*L770+M770,L770+M770))),VLOOKUP(C770,'ورودی نیروها'!M$4:Q$1048576,5,FALSE))","v":340},1566000,563760,1680000,1801500,1.5555555555555556,30,12.570053699169309,0.47058823529411764,0.33333333333333337,387764.07341176469,889186.58233333344,30600,7.0588296825205585,0.56155923048976641,"-","-","-","-","-"]
[null,{"$f":"'ورودی نیروها'!C764","v":"BASE"},{"$f":"'ورودی نیروها'!D764","v":9},{"$f":"'ورودی نیروها'!E764","v":"ACIS15"},"9 - ACIS15",{"$f":"ABS('ورودی نیروها'!H764)","v":249635.33},{"$f":"ABS('ورودی نیروها'!I764)","v":1586518.5419999999},{"$f":"ABS('ورودی نیروها'!J764)","v":2756261.3229999999},{"$f":"VLOOKUP(C771,'ورودی نیروها'!M$4:P$1000000,2,FALSE)","v":70},{"$f":"VLOOKUP(C771,'ورودی نیروها'!M$4:P$1000000,3,FALSE)","v":45},{"$f":"VLOOKUP(C771,'ورودی نیروها'!M$4:P$1000000,4,FALSE)","v":2},160,90,{"$f":"IF(VLOOKUP(C771,'ورودی نیروها'!M$4:Q$1048576,5,FALSE)=0,IF(K771=1,2*L771+2*M771,IF(K771=2,L771+2*M771,IF(K771=3,2*L771+M771,L771+M771))),VLOOKUP(C771,'ورودی نیروها'!M$4:Q$1048576,5,FALSE))","v":340},1566000,563760,1680000,1801500,1.5555555555555556,30,12.570053699169309,0.47058823529411764,0.33333333333333337,746596.9609411764,918753.77433333336,30600,10.029211582890225,0.79786545252014351,"-","-","-","-","-"]
[null,{"$f":"'ورودی نیروها'!C765","v":"BASE"},{"$f":"'ورودی نیروها'!D765","v":9},{"$f":"'ورودی نیروها'!E765","v":"ACIS16"},"9 - ACIS16",{"$f":"ABS('ورودی نیروها'!H765)","v":197410},{"$f":"ABS('ورودی نیروها'!I765)","v":1559338.8030000001},{"$f":"ABS('ورودی نیروها'!J765)","v":2679521.0460000001},{"$f":"VLOOKUP(C772,'ورودی نیروها'!M$4:P$1000000,2,FALSE)","v":70},{"$f":"VLOOKUP(C772,'ورودی نیروها'!M$4:P$1000000,3,FALSE)","v":45},{"$f":"VLOOKUP(C772,'ورودی نیروها'!M$4:P$1000000,4,FALSE)","v":2},160,90,{"$f":"IF(VLOOKUP(C772,'ورودی نیروها'!M$4:Q$1048576,5,FALSE)=0,IF(K772=1,2*L772+2*M772,IF(K772=2,L772+2*M772,IF(K772=3,2*L772+M772,L772+M772))),VLOOKUP(C772,'ورودی نیروها'!M$4:Q$1048576,5,FALSE))","v":340},1566000,563760,1680000,1801500,1.5555555555555556,30,12.570053699169309,0.47058823529411764,0.33333333333333337,733806.49552941183,893173.68200000015,30600,8.2845874221956599,0.65907335167097547,"-","-","-","-","-"]
[null,{"$f":"'ورودی نیروها'!C766","v":"BASE"},{"$f":"'ورودی نیروها'!D766","v":9},{"$f":"'ورودی نیروها'!E766","v":"ACIS17"},"9 - ACIS17",{"$f":"ABS('ورودی نیروها'!H766)","v":175650.73},{"$f":"ABS('ورودی نیروها'!I766)","v":520728.46},{"$f":"ABS('ورودی نیروها'!J766)","v":2180174.58},{"$f":"VLOOKUP(C773,'ورودی نیروها'!M$4:P$1000000,2,FALSE)","v":70},{"$f":"VLOOKUP(C773,'ورودی نیروها'!M$4:P$1000000,3,FALSE)","v":45},{"$f":"VLOOKUP(C773,'ورودی نیروها'!M$4:P$1000000,4,FALSE)","v":2},160,90,{"$f":"IF(VLOOKUP(C773,'ورودی نیروها'!M$4:Q$1048576,5,FALSE)=0,IF(K773=1,2*L773+2*M773,IF(K773=2,L773+2*M773,IF(K773=3,2*L773+M773,L773+M773))),VLOOKUP(C773,'ورودی نیروها'!M$4:Q$1048576,5,FALSE))","v":340},1566000,563760,1680000,1801500,1.5555555555555556,30,12.570053699169309,0.47058823529411764,0.33333333333333337,245048.68705882353,726724.8600000001,30600,6.6074627090611893,0.52565111233358075,"-","-","-","-","-"]
[null,{"$f":"'ورودی نیروها'!C767","v":"BASE"},{"$f":"'ورودی نیروها'!D767","v":9},{"$f":"'ورودی نیروها'!E767","v":"ACIS18"},"9 - ACIS18",{"$f":"ABS('ورودی نیروها'!H767)","v":123425.41},{"$f":"ABS('ورودی نیروها'!I767)","v":547908.19900000002},{"$f":"ABS('ورودی نیروها'!J767)","v":2256914.858},{"$f":"VLOOKUP(C774,'ورودی نیروها'!M$4:P$1000000,2,FALSE)","v":70},{"$f":"VLOOKUP(C774,'ورودی نیروها'!M$4:P$1000000,3,FALSE)","v":45},{"$f":"VLOOKUP(C774,'ورودی نیروها'!M$4:P$1000000,4,FALSE)","v":2},160,90,{"$f":"IF(VLOOKUP(C774,'ورودی نیروها'!M$4:Q$1048576,5,FALSE)=0,IF(K774=1,2*L774+2*M774,IF(K774=2,L774+2*M774,IF(K774=3,2*L774+M774,L774+M774))),VLOOKUP(C774,'ورودی نیروها'!M$4:Q$1048576,5,FALSE))","v":340},1566000,563760,1680000,1801500,1.5555555555555556,30,12.570053699169309,0.47058823529411764,0.33333333333333337,257839.15247058825,752304.95266666671,30600,4.9386669353136448,0.39289147473093261,"-","-","-","-","-"]
[null,{"$f":"'ورودی نیروها'!C768","v":"BASE"},{"$f":"'ورودی نیروها'!D768","v":9},{"$f":"'ورودی نیروها'!E768","v":"ACIS19"},"9 - ACIS19",{"$f":"ABS('ورودی نیروها'!H768)","v":194303.66},{"$f":"ABS('ورودی نیروها'!I768)","v":1862608.9990000001},{"$f":"ABS('ورودی نیروها'!J768)","v":2168213.2820000001},{"$f":"VLOOKUP(C775,'ورودی نیروها'!M$4:P$1000000,2,FALSE)","v":70},{"$f":"VLOOKUP(C775,'ورودی نیروها'!M$4:P$1000000,3,FALSE)","v":45},{"$f":"VLOOKUP(C775,'ورودی نیروها'!M$4:P$1000000,4,FALSE)","v":2},160,90,{"$f":"IF(VLOOKUP(C775,'ورودی نیروها'!M$4:Q$1048576,5,FALSE)=0,IF(K775=1,2*L775+2*M775,IF(K775=2,L775+2*M775,IF(K775=3,2*L775+M775,L775+M775))),VLOOKUP(C775,'ورودی نیروها'!M$4:Q$1048576,5,FALSE))","v":340},1566000,563760,1680000,1801500,1.5555555555555556,30,12.570053699169309,0.47058823529411764,0.33333333333333337,876521.88188235299,722737.76066666679,30600,8.3347722781596971,0.66306576547962559,"-","-","-","-","-"]
[null,{"$f":"'ورودی نیروها'!C769","v":"BASE"},{"$f":"'ورودی نیروها'!D769","v":9},{"$f":"'ورودی نیروها'!E769","v":"ACIS20"},"9 - ACIS20",{"$f":"ABS('ورودی نیروها'!H769)","v":123425.41},{"$f":"ABS('ورودی نیروها'!I769)","v":547908.19900000002},{"$f":"ABS('ورودی نیروها'!J769)","v":2256914.858},{"$f":"VLOOKUP(C776,'ورودی نیروها'!M$4:P$1000000,2,FALSE)","v":70},{"$f":"VLOOKUP(C776,'ورودی نیروها'!M$4:P$1000000,3,FALSE)","v":45},{"$f":"VLOOKUP(C776,'ورودی نیروها'!M$4:P$1000000,4,FALSE)","v":2},160,90,{"$f":"IF(VLOOKUP(C776,'ورودی نیروها'!M$4:Q$1048576,5,FALSE)=0,IF(K776=1,2*L776+2*M776,IF(K776=2,L776+2*M776,IF(K776=3,2*L776+M776,L776+M776))),VLOOKUP(C776,'ورودی نیروها'!M$4:Q$1048576,5,FALSE))","v":340},1566000,563760,1680000,1801500,1.5555555555555556,30,12.570053699169309,0.47058823529411764,0.33333333333333337,257839.15247058825,752304.95266666671,30600,4.9386669353136448,0.39289147473093261,"-","-","-","-","-"]
[null,{"$f":"'ورودی نیروها'!C770","v":"BASE"},{"$f":"'ورودی نیروها'!D770","v":9},{"$f":"'ورودی نیروها'!E770","v":"ACIS21"},"9 - ACIS21",{"$f":"ABS('ورودی نیروها'!H770)","v":226672.31},{"$f":"ABS('ورودی نیروها'!I770)","v":1598360.405},{"$f":"ABS('ورودی نیروها'!J770)","v":2822793.9389999998},{"$f":"VLOOKUP(C777,'ورودی نیروها'!M$4:P$1000000,2,FALSE)","v":70},{"$f":"VLOOKUP(C777,'ورودی نیروها'!M$4:P$1000000,3,FALSE)","v":45},{"$f":"VLOOKUP(C777,'ورودی نیروها'!M$4:P$1000000,4,FALSE)","v":2},160,90,{"$f":"IF(VLOOKUP(C777,'ورودی نیروها'!M$4:Q$1048576,5,FALSE)=0,IF(K777=1,2*L777+2*M777,IF(K777=2,L777+2*M777,IF(K777=3,2*L777+M777,L777+M777))),VLOOKUP(C777,'ورودی نیروها'!M$4:Q$1048576,5,FALSE))","v":340},1566000,563760,1680000,1801500,1.5555555555555556,30,12.570053699169309,0.47058823529411764,0.33333333333333337,752169.60235294118,940931.31300000008,30600,9.3018717847339083,0.74000254949973854,"-","-","-","-","-"]
[null,{"$f":"'ورودی نیروها'!C771","v":"BASE"},{"$f":"'ورودی نیروها'!D771","v":9},{"$f":"'ورودی نیروها'!E771","v":"ACIS22"},"9 - ACIS22",{"$f":"ABS('ورودی نیروها'!H771)","v":174446.98},{"$f":"ABS('ورودی نیروها'!I771)","v":1625540.1429999999},{"$f":"ABS('ورودی نیروها'!J771)","v":2746053.662},{"$f":"VLOOKUP(C778,'ورودی نیروها'!M$4:P$1000000,2,FALSE)","v":70},{"$f":"VLOOKUP(C778,'ورودی نیروها'!M$4:P$1000000,3,FALSE)","v":45},{"$f":"VLOOKUP(C778,'ورودی نیروها'!M$4:P$1000000,4,FALSE)","v":2},160,90,{"$f":"IF(VLOOKUP(C778,'ورودی نیروها'!M$4:Q$1048576,5,FALSE)=0,IF(K778=1,2*L778+2*M778,IF(K778=2,L778+2*M778,IF(K778=3,2*L778+M778,L778+M778))),VLOOKUP(C778,'ورودی نیروها'!M$4:Q$1048576,5,FALSE))","v":340},1566000,563760,1680000,1801500,1.5555555555555556,30,12.570053699169309,0.47058823529411764,0.33333333333333337,764960.06729411765,915351.22066666675,30600,7.6026231922828185,0.60482026363859032,"-","-","-","-","-"]
[null,{"$f":"'ورودی نیروها'!C772","v":"BASE"},{"$f":"'ورودی نیروها'!D772","v":9},{"$f":"'ورودی نیروها'!E772","v":"ACIS23"},"9 - ACIS23",{"$f":"ABS('ورودی نیروها'!H772)","v":245325.24},{"$f":"ABS('ورودی نیروها'!I772)","v":784977.054},{"$f":"ABS('ورودی نیروها'!J772)","v":2834755.2379999999},{"$f":"VLOOKUP(C779,'ورودی نیروها'!M$4:P$1000000,2,FALSE)","v":70},{"$f":"VLOOKUP(C779,'ورودی نیروها'!M$4:P$1000000,3,FALSE)","v":45},{"$f":"VLOOKUP(C779,'ورودی نیروها'!M$4:P$1000000,4,FALSE)","v":2},160,90,{"$f":"IF(VLOOKUP(C779,'ورودی نیروها'!M$4:Q$1048576,5,FALSE)=0,IF(K779=1,2*L779+2*M779,IF(K779=2,L779+2*M779,IF(K779=3,2*L779+M779,L779+M779))),VLOOKUP(C779,'ورودی نیروها'!M$4:Q$1048576,5,FALSE))","v":340},1566000,563760,1680000,1801500,1.5555555555555556,30,12.570053699169309,0.47058823529411764,0.33333333333333337,369400.96658823529,944918.41266666679,30600,9.2348612225033175,0.73467158084723239,"-","-","-","-","-"]
[null,{"$f":"'ورودی نیروها'!C773","v":"BASE"},{"$f":"'ورودی نیروها'!D773","v":9},{"$f":"'ورودی نیروها'!E773","v":"ACIS24"},{"$f":"CONCATENATE(C780,\" - \",D780)","v":"9 - ACIS24"},{"$f":"ABS('ورودی نیروها'!H773)","v":193099.92},{"$f":"ABS('ورودی نیروها'!I773)","v":757797.31499999994},{"$f":"ABS('ورودی نیروها'!J773)","v":2758014.9610000001},{"$f":"VLOOKUP(C780,'ورودی نیروها'!M$4:P$1000000,2,FALSE)","v":70},{"$f":"VLOOKUP(C780,'ورودی نیروها'!M$4:P$1000000,3,FALSE)","v":45},{"$f":"VLOOKUP(C780,'ورودی نیروها'!M$4:P$1000000,4,FALSE)","v":2},{"$f":"IF(OR(K780=1,K780=2),I780+$C$6,I780+($C$6/2))","v":160},{"$f":"IF(OR(K780=1,K780=3),J780+$C$6,J780+($C$6/2))","v":90},{"$f":"IF(VLOOKUP(C780,'ورودی نیروها'!M$4:Q$1048576,5,FALSE)=0,IF(K780=1,2*L780+2*M780,IF(K780=2,L780+2*M780,IF(K780=3,2*L780+M780,L780+M780))),VLOOKUP(C780,'ورودی نیروها'!M$4:Q$1048576,5,FALSE))","v":340},{"$f":"IF(K780=1,(L780*$C$6*(L780+3*M780)+$C$6^3)/3,IF(K780=2,(2*M780^2*$C$6*(M780+2*L780)+$C$6^3*(2*M780+L780))/(6*M780),IF(K780=3,M780*$C$6*(M780+6*L780)/6,($C$6*(L780+4*M780)+$C$6^3*(L780+M780))/(6*L780))))","v":1566000},{"$f":"IF(K780=1,(L780*$C$6*(L780+3*M780)+$C$6^3)/3,IF(K780=2,(2*M780^2*$C$6*(M780+2*L780)+$C$6^3*(2*M780+L780))/(6*(L780+M780)),IF(K780=3,(M780*$C$6*(M780+6*L780)+$C$6^3)/6,(L780^2*$C$6*(L780+4*M780)+$C$6^3*(L780+M780))/(6*(L780+2*M780)))))","v":563760},{"$f":"IF(K780=1,(M780*$C$6*(M780+3*L780)+$C$6^3)/3,IF(K780=2,L780*$C$6*(L780+6*M780)/6,IF(K780=3,(2*L780^2*$C$6*(L780+2*M780)+$C$6^3*(2*L780+M780))/(6*L780),($C$6*(M780+4*L780)+$C$6^3*(M780+L780))/(6*M780))))","v":1680000},{"$f":"IF(K780=1,(M780*$C$6*(M780+3*L780)+$C$6^3)/3,IF(K780=2,(L780*$C$6*(L780+6*M780)+$C$6^3)/6,IF(K780=3,(2*L780^2*$C$6*(L780+2*M780)+$C$6^3*(2*L780+M780))/(6*(M780+L780)),(M780^2*$C$6*(M780+4*L780)+$C$6^3*(M780+L780))/(6*(M780+2*L780)))))","v":1801500},{"$f":"MAX(I780:J780)/MIN(I780:J780)","v":1.5555555555555556},{"$f":"IF(K780=1,40,IF(K780=4,20,30))","v":30},{"$f":"MIN(0.53*$C$5*(1+(2/S780))*SQRT($C$4),0.53*$C$5*(1+((T780*$C$6)/(2*N780)))*SQRT($C$4),1.06*$C$5*SQRT($C$4))","v":12.570053699169309},{"$f":"1-(1/((1+(2/3)*SQRT(L780/M780))))","v":0.47058823529411764},{"$f":"1-(1/((1+(2/3)*SQRT(M780/L780))))","v":0.33333333333333337},{"$f":"V780*G780","v":356610.50117647054},{"$f":"W780*H780","v":919338.32033333345},{"$f":"N780*$C$6","v":30600},{"$f":"(F780/Z780)+(X780/MIN(O780:P780))+(Y780/MIN(Q780:R780))","v":7.4902373886061389},{"$f":"AA780/U780","v":0.59587950599615425},{"$f":"IF(AB780<=1,\"-\",F780/$C$5)","v":"-"},{"$f":"IF(AB780<=1,\"-\",3*U780*N780*$C$6/$C$5)","v":"-"},{"$f":"IF(AB780<=1,\"-\",IF(AC780<=AD780,\"OK\",\"NOT OK\"))","v":"-"},{"$f":"IF(AB780<=1,\"-\",IF(OR($C$6>=15,$C$6>=16*($C$8/10)),\"OK\",\"NOT OK\"))","v":"-"},{"$f":"IF(OR(AE780=\"NOT OK\",AF780=\"NOT OK\"),\"CANT USE\",IF(AB780<=1,\"-\",(AA780-U780)*N780/($C$5*$C$7)))","v":"-"}]
[null,{"$f":"'ورودی نیروها'!C774","v":"BASE"},{"$f":"'ورودی نیروها'!D774","v":9},{"$f":"'ورودی نیروها'!E774","v":"ACIS25"},"9 - ACIS25",{"$f":"ABS('ورودی نیروها'!H774)","v":171100.02},{"$f":"ABS('ورودی نیروها'!I774)","v":3798691.2319999998},{"$f":"ABS('ورودی نیروها'!J774)","v":431316.36},{"$f":"VLOOKUP(C781,'ورودی نیروها'!M$4:P$1000000,2,FALSE)","v":70},{"$f":"VLOOKUP(C781,'ورودی نیروها'!M$4:P$1000000,3,FALSE)","v":45},{"$f":"VLOOKUP(C781,'ورودی نیروها'!M$4:P$1000000,4,FALSE)","v":2},160,90,{"$f":"IF(VLOOKUP(C781,'ورودی نیروها'!M$4:Q$1048576,5,FALSE)=0,IF(K781=1,2*L781+2*M781,IF(K781=2,L781+2*M781,IF(K781=3,2*L781+M781,L781+M781))),VLOOKUP(C781,'ورودی نیروها'!M$4:Q$1048576,5,FALSE))","v":340},1566000,563760,1680000,1801500,1.5555555555555556,30,12.570053699169309,0.47058823529411764,0.33333333333333337,1787619.4032941177,143772.12000000002,30600,8.8479698272576801,0.70389276283222224,"-","-","-","-","-"]
[null,{"$f":"'ورودی نیروها'!C775","v":"BASE"},{"$f":"'ورودی نیروها'!D775","v":9},{"$f":"'ورودی نیروها'!E775","v":"ACIS26"},"9 - ACIS26",{"$f":"ABS('ورودی نیروها'!H775)","v":118874.69},{"$f":"ABS('ورودی نیروها'!I775)","v":3825870.9709999999},{"$f":"ABS('ورودی نیروها'!J775)","v":508056.63699999999},{"$f":"VLOOKUP(C782,'ورودی نیروها'!M$4:P$1000000,2,FALSE)","v":70},{"$f":"VLOOKUP(C782,'ورودی نیروها'!M$4:P$1000000,3,FALSE)","v":45},{"$f":"VLOOKUP(C782,'ورودی نیروها'!M$4:P$1000000,4,FALSE)","v":2},160,90,{"$f":"IF(VLOOKUP(C782,'ورودی نیروها'!M$4:Q$1048576,5,FALSE)=0,IF(K782=1,2*L782+2*M782,IF(K782=2,L782+2*M782,IF(K782=3,2*L782+M782,L782+M782))),VLOOKUP(C782,'ورودی نیروها'!M$4:Q$1048576,5,FALSE))","v":340},1566000,563760,1680000,1801500,1.5555555555555556,30,12.570053699169309,0.47058823529411764,0.33333333333333337,1800409.8687058822,169352.21233333336,30600,7.179173726514338,0.57113309921569977,"-","-","-","-","-"]
[null,{"$f":"'ورودی نیروها'!C776","v":"BASE"},{"$f":"'ورودی نیروها'!D776","v":9},{"$f":"'ورودی نیروها'!E776","v":"ACIS27"},"9 - ACIS27",{"$f":"ABS('ورودی نیروها'!H776)","v":187699.52},{"$f":"ABS('ورودی نیروها'!I776)","v":3881518.3689999999},{"$f":"ABS('ورودی نیروها'!J776)","v":1046026.022},{"$f":"VLOOKUP(C783,'ورودی نیروها'!M$4:P$1000000,2,FALSE)","v":70},{"$f":"VLOOKUP(C783,'ورودی نیروها'!M$4:P$1000000,3,FALSE)","v":45},{"$f":"VLOOKUP(C783,'ورودی نیروها'!M$4:P$1000000,4,FALSE)","v":2},160,90,{"$f":"IF(VLOOKUP(C783,'ورودی نیروها'!M$4:Q$1048576,5,FALSE)=0,IF(K783=1,2*L783+2*M783,IF(K783=2,L783+2*M783,IF(K783=3,2*L783+M783,L783+M783))),VLOOKUP(C783,'ورودی نیروها'!M$4:Q$1048576,5,FALSE))","v":340},1566000,563760,1680000,1801500,1.5555555555555556,30,12.570053699169309,0.47058823529411764,0.33333333333333337,1826596.8795294117,348675.34066666669,30600,9.5815417713187738,0.76225145895374891,"-","-","-","-","-"]
[null,{"$f":"'ورودی نیروها'!C777","v":"BASE"},{"$f":"'ورودی نیروها'!D777","v":9},{"$f":"'ورودی نیروها'!E777","v":"ACIS28"},"9 - ACIS28",{"$f":"ABS('ورودی نیروها'!H777)","v":118874.69},{"$f":"ABS('ورودی نیروها'!I777)","v":3825870.9709999999},{"$f":"ABS('ورودی نیروها'!J777)","v":508056.63699999999},{"$f":"VLOOKUP(C784,'ورودی نیروها'!M$4:P$1000000,2,FALSE)","v":70},{"$f":"VLOOKUP(C784,'ورودی نیروها'!M$4:P$1000000,3,FALSE)","v":45},{"$f":"VLOOKUP(C784,'ورودی نیروها'!M$4:P$1000000,4,FALSE)","v":2},160,90,{"$f":"IF(VLOOKUP(C784,'ورودی نیروها'!M$4:Q$1048576,5,FALSE)=0,IF(K784=1,2*L784+2*M784,IF(K784=2,L784+2*M784,IF(K784=3,2*L784+M784,L784+M784))),VLOOKUP(C784,'ورودی نیروها'!M$4:Q$1048576,5,FALSE))","v":340},1566000,563760,1680000,1801500,1.5555555555555556,30,12.570053699169309,0.47058823529411764,0.33333333333333337,1800409.8687058822,169352.21233333336,30600,7.179173726514338,0.57113309921569977,"-","-","-","-","-"]
[null,{"$f":"'ورودی نیروها'!C778","v":"BASE"},{"$f":"'ورودی نیروها'!D778","v":9},{"$f":"'ورودی نیروها'!E778","v":"ACIS29"},"9 - ACIS29",{"$f":"ABS('ورودی نیروها'!H778)","v":233276.46},{"$f":"ABS('ورودی نیروها'!I778)","v":4145766.96},{"$f":"ABS('ورودی نیروها'!J778)","v":391445.364},{"$f":"VLOOKUP(C785,'ورودی نیروها'!M$4:P$1000000,2,FALSE)","v":70},{"$f":"VLOOKUP(C785,'ورودی نیروها'!M$4:P$1000000,3,FALSE)","v":45},{"$f":"VLOOKUP(C785,'ورودی نیروها'!M$4:P$1000000,4,FALSE)","v":2},160,90,{"$f":"IF(VLOOKUP(C785,'ورودی نیروها'!M$4:Q$1048576,5,FALSE)=0,IF(K785=1,2*L785+2*M785,IF(K785=2,L785+2*M785,IF(K785=3,2*L785+M785,L785+M785))),VLOOKUP(C785,'ورودی نیروها'!M$4:Q$1048576,5,FALSE))","v":340},1566000,563760,1680000,1801500,1.5555555555555556,30,12.570053699169309,0.47058823529411764,0.33333333333333337,1950949.1576470588,130481.78800000002,30600,11.161683765309931,0.88795832002273389,"-","-","-","-","-"]
[null,{"$f":"'ورودی نیروها'!C779","v":"BASE"},{"$f":"'ورودی نیروها'!D779","v":9},{"$f":"'ورودی نیروها'!E779","v":"ACIS30"},"9 - ACIS30",{"$f":"ABS('ورودی نیروها'!H779)","v":181051.13},{"$f":"ABS('ورودی نیروها'!I779)","v":4118587.22},{"$f":"ABS('ورودی نیروها'!J779)","v":468185.641},{"$f":"VLOOKUP(C786,'ورودی نیروها'!M$4:P$1000000,2,FALSE)","v":70},{"$f":"VLOOKUP(C786,'ورودی نیروها'!M$4:P$1000000,3,FALSE)","v":45},{"$f":"VLOOKUP(C786,'ورودی نیروها'!M$4:P$1000000,4,FALSE)","v":2},160,90,{"$f":"IF(VLOOKUP(C786,'ورودی نیروها'!M$4:Q$1048576,5,FALSE)=0,IF(K786=1,2*L786+2*M786,IF(K786=2,L786+2*M786,IF(K786=3,2*L786+M786,L786+M786))),VLOOKUP(C786,'ورودی نیروها'!M$4:Q$1048576,5,FALSE))","v":340},1566000,563760,1680000,1801500,1.5555555555555556,30,12.570053699169309,0.47058823529411764,0.33333333333333337,1938158.691764706,156061.88033333336,30600,9.4475120946536482,0.75158884128537862,"-","-","-","-","-"]
[null,{"$f":"'ورودی نیروها'!C780","v":"BASE"},{"$f":"'ورودی نیروها'!D780","v":9},{"$f":"'ورودی نیروها'!E780","v":"ACIS31"},"9 - ACIS31",{"$f":"ABS('ورودی نیروها'!H780)","v":249875.96},{"$f":"ABS('ورودی نیروها'!I780)","v":4062939.83},{"$f":"ABS('ورودی نیروها'!J780)","v":1085897.0179999999},{"$f":"VLOOKUP(C787,'ورودی نیروها'!M$4:P$1000000,2,FALSE)","v":70},{"$f":"VLOOKUP(C787,'ورودی نیروها'!M$4:P$1000000,3,FALSE)","v":45},{"$f":"VLOOKUP(C787,'ورودی نیروها'!M$4:P$1000000,4,FALSE)","v":2},160,90,{"$f":"IF(VLOOKUP(C787,'ورودی نیروها'!M$4:Q$1048576,5,FALSE)=0,IF(K787=1,2*L787+2*M787,IF(K787=2,L787+2*M787,IF(K787=3,2*L787+M787,L787+M787))),VLOOKUP(C787,'ورودی نیروها'!M$4:Q$1048576,5,FALSE))","v":340},1566000,563760,1680000,1801500,1.5555555555555556,30,12.570053699169309,0.47058823529411764,0.33333333333333337,1911971.6847058823,361965.67266666668,30600,11.772800696979912,0.93657521111130315,"-","-","-","-","-"]
[null,{"$f":"'ورودی نیروها'!C781","v":"BASE"},{"$f":"'ورودی نیروها'!D781","v":9},{"$f":"'ورودی نیروها'!E781","v":"ACIS32"},"9 - ACIS32",{"$f":"ABS('ورودی نیروها'!H781)","v":197650.63},{"$f":"ABS('ورودی نیروها'!I781)","v":4035760.09},{"$f":"ABS('ورودی نیروها'!J781)","v":1009156.74},{"$f":"VLOOKUP(C788,'ورودی نیروها'!M$4:P$1000000,2,FALSE)","v":70},{"$f":"VLOOKUP(C788,'ورودی نیروها'!M$4:P$1000000,3,FALSE)","v":45},{"$f":"VLOOKUP(C788,'ورودی نیروها'!M$4:P$1000000,4,FALSE)","v":2},160,90,{"$f":"IF(VLOOKUP(C788,'ورودی نیروها'!M$4:Q$1048576,5,FALSE)=0,IF(K788=1,2*L788+2*M788,IF(K788=2,L788+2*M788,IF(K788=3,2*L788+M788,L788+M788))),VLOOKUP(C788,'ورودی نیروها'!M$4:Q$1048576,5,FALSE))","v":340},1566000,563760,1680000,1801500,1.5555555555555556,30,12.570053699169309,0.47058823529411764,0.33333333333333337,1899181.2188235293,336385.58,30600,10.028176535252204,0.79778311017994419,"-","-","-","-","-"]
[null,{"$f":"'ورودی نیروها'!C782","v":"BASE"},{"$f":"'ورودی نیروها'!D782","v":9},{"$f":"'ورودی نیروها'!E782","v":"ACIS34"},"9 - ACIS34",{"$f":"ABS('ورودی نیروها'!H782)","v":173610.9},{"$f":"ABS('ورودی نیروها'!I782)","v":3332726.841},{"$f":"ABS('ورودی نیروها'!J782)","v":476946.723},{"$f":"VLOOKUP(C789,'ورودی نیروها'!M$4:P$1000000,2,FALSE)","v":70},{"$f":"VLOOKUP(C789,'ورودی نیروها'!M$4:P$1000000,3,FALSE)","v":45},{"$f":"VLOOKUP(C789,'ورودی نیروها'!M$4:P$1000000,4,FALSE)","v":2},160,90,{"$f":"IF(VLOOKUP(C789,'ورودی نیروها'!M$4:Q$1048576,5,FALSE)=0,IF(K789=1,2*L789+2*M789,IF(K789=2,L789+2*M789,IF(K789=3,2*L789+M789,L789+M789))),VLOOKUP(C789,'ورودی نیروها'!M$4:Q$1048576,5,FALSE))","v":340},1566000,563760,1680000,1801500,1.5555555555555556,30,12.570053699169309,0.47058823529411764,0.33333333333333337,1568342.0428235293,158982.24100000001,30600,8.550123213612757,0.68019782717219346,"-","-","-","-","-"]
[null,{"$f":"'ورودی نیروها'!C783","v":"BASE"},{"$f":"'ورودی نیروها'!D783","v":9},{"$f":"'ورودی نیروها'!E783","v":"ACIS35"},"9 - ACIS35",{"$f":"ABS('ورودی نیروها'!H783)","v":190210.4},{"$f":"ABS('ورودی نیروها'!I783)","v":3415553.9780000001},{"$f":"ABS('ورودی نیروها'!J783)","v":1000395.659},{"$f":"VLOOKUP(C790,'ورودی نیروها'!M$4:P$1000000,2,FALSE)","v":70},{"$f":"VLOOKUP(C790,'ورودی نیروها'!M$4:P$1000000,3,FALSE)","v":45},{"$f":"VLOOKUP(C790,'ورودی نیروها'!M$4:P$1000000,4,FALSE)","v":2},160,90,{"$f":"IF(VLOOKUP(C790,'ورودی نیروها'!M$4:Q$1048576,5,FALSE)=0,IF(K790=1,2*L790+2*M790,IF(K790=2,L790+2*M790,IF(K790=3,2*L790+M790,L790+M790))),VLOOKUP(C790,'ورودی نیروها'!M$4:Q$1048576,5,FALSE))","v":340},1566000,563760,1680000,1801500,1.5555555555555556,30,12.570053699169309,0.47058823529411764,0.33333333333333337,1607319.5190588236,333465.2196666667,30600,9.2655878707690889,0.73711601338516197,"-","-","-","-","-"]
[null,{"$f":"'ورودی نیروها'!C784","v":"BASE"},{"$f":"'ورودی نیروها'!D784","v":9},{"$f":"'ورودی نیروها'!E784","v":"ACIS36"},"9 - ACIS36",{"$f":"ABS('ورودی نیروها'!H784)","v":137985.07999999999},{"$f":"ABS('ورودی نیروها'!I784)","v":3442733.7170000002},{"$f":"ABS('ورودی نیروها'!J784)","v":923655.38100000005},{"$f":"VLOOKUP(C791,'ورودی نیروها'!M$4:P$1000000,2,FALSE)","v":70},{"$f":"VLOOKUP(C791,'ورودی نیروها'!M$4:P$1000000,3,FALSE)","v":45},{"$f":"VLOOKUP(C791,'ورودی نیروها'!M$4:P$1000000,4,FALSE)","v":2},160,90,{"$f":"IF(VLOOKUP(C791,'ورودی نیروها'!M$4:Q$1048576,5,FALSE)=0,IF(K791=1,2*L791+2*M791,IF(K791=2,L791+2*M791,IF(K791=3,2*L791+M791,L791+M791))),VLOOKUP(C791,'ورودی نیروها'!M$4:Q$1048576,5,FALSE))","v":340},1566000,563760,1680000,1801500,1.5555555555555556,30,12.570053699169309,0.47058823529411764,0.33333333333333337,1620109.9844705884,307885.12700000004,30600,7.5663396057517023,0.60193375357272527,"-","-","-","-","-"]
[null,{"$f":"'ورودی نیروها'!C785","v":"BASE"},{"$f":"'ورودی نیروها'!D785","v":9},{"$f":"'ورودی نیروها'!E785","v":"ACIS37"},"9 - ACIS37",{"$f":"ABS('ورودی نیروها'!H785)","v":230765.57},{"$f":"ABS('ورودی نیروها'!I785)","v":3679802.57},{"$f":"ABS('ورودی نیروها'!J785)","v":345815.00099999999},{"$f":"VLOOKUP(C792,'ورودی نیروها'!M$4:P$1000000,2,FALSE)","v":70},{"$f":"VLOOKUP(C792,'ورودی نیروها'!M$4:P$1000000,3,FALSE)","v":45},{"$f":"VLOOKUP(C792,'ورودی نیروها'!M$4:P$1000000,4,FALSE)","v":2},160,90,{"$f":"IF(VLOOKUP(C792,'ورودی نیروها'!M$4:Q$1048576,5,FALSE)=0,IF(K792=1,2*L792+2*M792,IF(K792=2,L792+2*M792,IF(K792=3,2*L792+M792,L792+M792))),VLOOKUP(C792,'ورودی نیروها'!M$4:Q$1048576,5,FALSE))","v":340},1566000,563760,1680000,1801500,1.5555555555555556,30,12.570053699169309,0.47058823529411764,0.33333333333333337,1731671.7976470587,115271.66700000002,30600,10.681619734876021,0.8497672317487327,"-","-","-","-","-"]
[null,{"$f":"'ورودی نیروها'!C786","v":"BASE"},{"$f":"'ورودی نیروها'!D786","v":9},{"$f":"'ورودی نیروها'!E786","v":"ACIS38"},"9 - ACIS38",{"$f":"ABS('ورودی نیروها'!H786)","v":178540.24},{"$f":"ABS('ورودی نیروها'!I786)","v":3652622.83},{"$f":"ABS('ورودی نیروها'!J786)","v":422555.27799999999},{"$f":"VLOOKUP(C793,'ورودی نیروها'!M$4:P$1000000,2,FALSE)","v":70},{"$f":"VLOOKUP(C793,'ورودی نیروها'!M$4:P$1000000,3,FALSE)","v":45},{"$f":"VLOOKUP(C793,'ورودی نیروها'!M$4:P$1000000,4,FALSE)","v":2},160,90,{"$f":"IF(VLOOKUP(C793,'ورودی نیروها'!M$4:Q$1048576,5,FALSE)=0,IF(K793=1,2*L793+2*M793,IF(K793=2,L793+2*M793,IF(K793=3,2*L793+M793,L793+M793))),VLOOKUP(C793,'ورودی نیروها'!M$4:Q$1048576,5,FALSE))","v":340},1566000,563760,1680000,1801500,1.5555555555555556,30,12.570053699169309,0.47058823529411764,0.33333333333333337,1718881.3317647059,140851.75933333335,30600,8.9674480642197398,0.71339775301137764,"-","-","-","-","-"]
[null,{"$f":"'ورودی نیروها'!C787","v":"BASE"},{"$f":"'ورودی نیروها'!D787","v":9},{"$f":"'ورودی نیروها'!E787","v":"ACIS39"},"9 - ACIS39",{"$f":"ABS('ورودی نیروها'!H787)","v":247365.07},{"$f":"ABS('ورودی نیروها'!I787)","v":3596975.44},{"$f":"ABS('ورودی نیروها'!J787)","v":1131527.3810000001},{"$f":"VLOOKUP(C794,'ورودی نیروها'!M$4:P$1000000,2,FALSE)","v":70},{"$f":"VLOOKUP(C794,'ورودی نیروها'!M$4:P$1000000,3,FALSE)","v":45},{"$f":"VLOOKUP(C794,'ورودی نیروها'!M$4:P$1000000,4,FALSE)","v":2},160,90,{"$f":"IF(VLOOKUP(C794,'ورودی نیروها'!M$4:Q$1048576,5,FALSE)=0,IF(K794=1,2*L794+2*M794,IF(K794=2,L794+2*M794,IF(K794=3,2*L794+M794,L794+M794))),VLOOKUP(C794,'ورودی نیروها'!M$4:Q$1048576,5,FALSE))","v":340},1566000,563760,1680000,1801500,1.5555555555555556,30,12.570053699169309,0.47058823529411764,0.33333333333333337,1692694.3247058822,377175.79366666672,30600,11.310843953450766,0.89982463274586022,"-","-","-","-","-"]
[null,{"$f":"'ورودی نیروها'!C788","v":"BASE"},{"$f":"'ورودی نیروها'!D788","v":9},{"$f":"'ورودی نیروها'!E788","v":"ACIS40"},"9 - ACIS40",{"$f":"ABS('ورودی نیروها'!H788)","v":195139.74},{"$f":"ABS('ورودی نیروها'!I788)","v":3569795.7},{"$f":"ABS('ورودی نیروها'!J788)","v":1054787.1029999999},{"$f":"VLOOKUP(C795,'ورودی نیروها'!M$4:P$1000000,2,FALSE)","v":70},{"$f":"VLOOKUP(C795,'ورودی نیروها'!M$4:P$1000000,3,FALSE)","v":45},{"$f":"VLOOKUP(C795,'ورودی نیروها'!M$4:P$1000000,4,FALSE)","v":2},160,90,{"$f":"IF(VLOOKUP(C795,'ورودی نیروها'!M$4:Q$1048576,5,FALSE)=0,IF(K795=1,2*L795+2*M795,IF(K795=2,L795+2*M795,IF(K795=3,2*L795+M795,L795+M795))),VLOOKUP(C795,'ورودی نیروها'!M$4:Q$1048576,5,FALSE))","v":340},1566000,563760,1680000,1801500,1.5555555555555556,30,12.570053699169309,0.47058823529411764,0.33333333333333337,1679903.8588235294,351595.701,30600,9.5662197917230554,0.76103253181450115,"-","-","-","-","-"]
[null,{"$f":"'ورودی نیروها'!C789","v":"BASE"},{"$f":"'ورودی نیروها'!D789","v":9},{"$f":"'ورودی نیروها'!E789","v":"ACIS41"},"9 - ACIS41",{"$f":"ABS('ورودی نیروها'!H789)","v":168589.13},{"$f":"ABS('ورودی نیروها'!I789)","v":4264655.6229999997},{"$f":"ABS('ورودی نیروها'!J789)","v":385685.99699999997},{"$f":"VLOOKUP(C796,'ورودی نیروها'!M$4:P$1000000,2,FALSE)","v":70},{"$f":"VLOOKUP(C796,'ورودی نیروها'!M$4:P$1000000,3,FALSE)","v":45},{"$f":"VLOOKUP(C796,'ورودی نیروها'!M$4:P$1000000,4,FALSE)","v":2},160,90,{"$f":"IF(VLOOKUP(C796,'ورودی نیروها'!M$4:Q$1048576,5,FALSE)=0,IF(K796=1,2*L796+2*M796,IF(K796=2,L796+2*M796,IF(K796=3,2*L796+M796,L796+M796))),VLOOKUP(C796,'ورودی نیروها'!M$4:Q$1048576,5,FALSE))","v":340},1566000,563760,1680000,1801500,1.5555555555555556,30,12.570053699169309,0.47058823529411764,0.33333333333333337,2006896.7637647057,128561.99900000001,30600,9.1458161141052194,0.72758767249416123,"-","-","-","-","-"]
[null,{"$f":"'ورودی نیروها'!C790","v":"BASE"},{"$f":"'ورودی نیروها'!D790","v":9},{"$f":"'ورودی نیروها'!E790","v":"ACIS42"},"9 - ACIS42",{"$f":"ABS('ورودی نیروها'!H790)","v":116363.8},{"$f":"ABS('ورودی نیروها'!I790)","v":4291835.3619999997},{"$f":"ABS('ورودی نیروها'!J790)","v":462426.27399999998},{"$f":"VLOOKUP(C797,'ورودی نیروها'!M$4:P$1000000,2,FALSE)","v":70},{"$f":"VLOOKUP(C797,'ورودی نیروها'!M$4:P$1000000,3,FALSE)","v":45},{"$f":"VLOOKUP(C797,'ورودی نیروها'!M$4:P$1000000,4,FALSE)","v":2},160,90,{"$f":"IF(VLOOKUP(C797,'ورودی نیروها'!M$4:Q$1048576,5,FALSE)=0,IF(K797=1,2*L797+2*M797,IF(K797=2,L797+2*M797,IF(K797=3,2*L797+M797,L797+M797))),VLOOKUP(C797,'ورودی نیروها'!M$4:Q$1048576,5,FALSE))","v":340},1566000,563760,1680000,1801500,1.5555555555555556,30,12.570053699169309,0.47058823529411764,0.33333333333333337,2019687.2291764705,154142.09133333334,30600,7.4770200133618747,0.59482800887763854,"-","-","-","-","-"]
[null,{"$f":"'ورودی نیروها'!C791","v":"BASE"},{"$f":"'ورودی نیروها'!D791","v":9},{"$f":"'ورودی نیروها'!E791","v":"ACIS43"},"9 - ACIS43",{"$f":"ABS('ورودی نیروها'!H791)","v":185188.63},{"$f":"ABS('ورودی نیروها'!I791)","v":4347482.76},{"$f":"ABS('ورودی نیروها'!J791)","v":1091656.3840000001},{"$f":"VLOOKUP(C798,'ورودی نیروها'!M$4:P$1000000,2,FALSE)","v":70},{"$f":"VLOOKUP(C798,'ورودی نیروها'!M$4:P$1000000,3,FALSE)","v":45},{"$f":"VLOOKUP(C798,'ورودی نیروها'!M$4:P$1000000,4,FALSE)","v":2},160,90,{"$f":"IF(VLOOKUP(C798,'ورودی نیروها'!M$4:Q$1048576,5,FALSE)=0,IF(K798=1,2*L798+2*M798,IF(K798=2,L798+2*M798,IF(K798=3,2*L798+M798,L798+M798))),VLOOKUP(C798,'ورودی نیروها'!M$4:Q$1048576,5,FALSE))","v":340},1566000,563760,1680000,1801500,1.5555555555555556,30,12.570053699169309,0.47058823529411764,0.33333333333333337,2045874.2399999998,363885.4613333334,30600,9.897495344872663,0.78738687850846156,"-","-","-","-","-"]
[null,{"$f":"'ورودی نیروها'!C792","v":"BASE"},{"$f":"'ورودی نیروها'!D792","v":9},{"$f":"'ورودی نیروها'!E792","v":"ACIS44"},"9 - ACIS44",{"$f":"ABS('ورودی نیروها'!H792)","v":132963.29999999999},{"$f":"ABS('ورودی نیروها'!I792)","v":4374662.4989999998},{"$f":"ABS('ورودی نیروها'!J792)","v":1014916.107},{"$f":"VLOOKUP(C799,'ورودی نیروها'!M$4:P$1000000,2,FALSE)","v":70},{"$f":"VLOOKUP(C799,'ورودی نیروها'!M$4:P$1000000,3,FALSE)","v":45},{"$f":"VLOOKUP(C799,'ورودی نیروها'!M$4:P$1000000,4,FALSE)","v":2},160,90,{"$f":"IF(VLOOKUP(C799,'ورودی نیروها'!M$4:Q$1048576,5,FALSE)=0,IF(K799=1,2*L799+2*M799,IF(K799=2,L799+2*M799,IF(K799=3,2*L799+M799,L799+M799))),VLOOKUP(C799,'ورودی نیروها'!M$4:Q$1048576,5,FALSE))","v":340},1566000,563760,1680000,1801500,1.5555555555555556,30,12.570053699169309,0.47058823529411764,0.33333333333333337,2058664.7054117646,338305.36900000001,30600,8.198246753256301,0.65220459271371944,"-","-","-","-","-"]
[null,{"$f":"'ورودی نیروها'!C793","v":"BASE"},{"$f":"'ورودی نیروها'!D793","v":9},{"$f":"'ورودی نیروها'!E793","v":"ACIS45"},"9 - ACIS45",{"$f":"ABS('ورودی نیروها'!H793)","v":235787.35},{"$f":"ABS('ورودی نیروها'!I793)","v":4611731.3499999996},{"$f":"ABS('ورودی نیروها'!J793)","v":437075.72700000001},{"$f":"VLOOKUP(C800,'ورودی نیروها'!M$4:P$1000000,2,FALSE)","v":70},{"$f":"VLOOKUP(C800,'ورودی نیروها'!M$4:P$1000000,3,FALSE)","v":45},{"$f":"VLOOKUP(C800,'ورودی نیروها'!M$4:P$1000000,4,FALSE)","v":2},160,90,{"$f":"IF(VLOOKUP(C800,'ورودی نیروها'!M$4:Q$1048576,5,FALSE)=0,IF(K800=1,2*L800+2*M800,IF(K800=2,L800+2*M800,IF(K800=3,2*L800+M800,L800+M800))),VLOOKUP(C800,'ورودی نیروها'!M$4:Q$1048576,5,FALSE))","v":340},1566000,563760,1680000,1801500,1.5555555555555556,30,12.570053699169309,0.47058823529411764,0.33333333333333337,2170226.5176470587,145691.90900000001,30600,11.641747795743838,0.92614940829673476,"-","-","-","-","-"]
[null,{"$f":"'ورودی نیروها'!C794","v":"BASE"},{"$f":"'ورودی نیروها'!D794","v":9},{"$f":"'ورودی نیروها'!E794","v":"ACIS46"},"9 - ACIS46",{"$f":"ABS('ورودی نیروها'!H794)","v":183562.02},{"$f":"ABS('ورودی نیروها'!I794)","v":4584551.62},{"$f":"ABS('ورودی نیروها'!J794)","v":513816.00400000002},{"$f":"VLOOKUP(C801,'ورودی نیروها'!M$4:P$1000000,2,FALSE)","v":70},{"$f":"VLOOKUP(C801,'ورودی نیروها'!M$4:P$1000000,3,FALSE)","v":45},{"$f":"VLOOKUP(C801,'ورودی نیروها'!M$4:P$1000000,4,FALSE)","v":2},160,90,{"$f":"IF(VLOOKUP(C801,'ورودی نیروها'!M$4:Q$1048576,5,FALSE)=0,IF(K801=1,2*L801+2*M801,IF(K801=2,L801+2*M801,IF(K801=3,2*L801+M801,L801+M801))),VLOOKUP(C801,'ورودی نیروها'!M$4:Q$1048576,5,FALSE))","v":340},1566000,563760,1680000,1801500,1.5555555555555556,30,12.570053699169309,0.47058823529411764,0.33333333333333337,2157436.0564705883,171272.00133333335,30600,9.9275761334348722,0.78977993022344328,"-","-","-","-","-"]
[null,{"$f":"'ورودی نیروها'!C795","v":"BASE"},{"$f":"'ورودی نیروها'!D795","v":9},{"$f":"'ورودی نیروها'!E795","v":"ACIS47"},"9 - ACIS47",{"$f":"ABS('ورودی نیروها'!H795)","v":252386.84},{"$f":"ABS('ورودی نیروها'!I795)","v":4528904.22},{"$f":"ABS('ورودی نیروها'!J795)","v":1040266.655},{"$f":"VLOOKUP(C802,'ورودی نیروها'!M$4:P$1000000,2,FALSE)","v":70},{"$f":"VLOOKUP(C802,'ورودی نیروها'!M$4:P$1000000,3,FALSE)","v":45},{"$f":"VLOOKUP(C802,'ورودی نیروها'!M$4:P$1000000,4,FALSE)","v":2},160,90,{"$f":"IF(VLOOKUP(C802,'ورودی نیروها'!M$4:Q$1048576,5,FALSE)=0,IF(K802=1,2*L802+2*M802,IF(K802=2,L802+2*M802,IF(K802=3,2*L802+M802,L802+M802))),VLOOKUP(C802,'ورودی نیروها'!M$4:Q$1048576,5,FALSE))","v":340},1566000,563760,1680000,1801500,1.5555555555555556,30,12.570053699169309,0.47058823529411764,0.33333333333333337,2131249.0447058822,346755.5516666667,30600,12.234757113711673,0.97332576347865607,"-","-","-","-","-"]
[null,{"$f":"'ورودی نیروها'!C796","v":"BASE"},{"$f":"'ورودی نیروها'!D796","v":9},{"$f":"'ورودی نیروها'!E796","v":"ACIS48"},"9 - ACIS48",{"$f":"ABS('ورودی نیروها'!H796)","v":200161.52},{"$f":"ABS('ورودی نیروها'!I796)","v":4501724.4800000004},{"$f":"ABS('ورودی نیروها'!J796)","v":963526.37699999998},{"$f":"VLOOKUP(C803,'ورودی نیروها'!M$4:P$1000000,2,FALSE)","v":70},{"$f":"VLOOKUP(C803,'ورودی نیروها'!M$4:P$1000000,3,FALSE)","v":45},{"$f":"VLOOKUP(C803,'ورودی نیروها'!M$4:P$1000000,4,FALSE)","v":2},160,90,{"$f":"IF(VLOOKUP(C803,'ورودی نیروها'!M$4:Q$1048576,5,FALSE)=0,IF(K803=1,2*L803+2*M803,IF(K803=2,L803+2*M803,IF(K803=3,2*L803+M803,L803+M803))),VLOOKUP(C803,'ورودی نیروها'!M$4:Q$1048576,5,FALSE))","v":340},1566000,563760,1680000,1801500,1.5555555555555556,30,12.570053699169309,0.47058823529411764,0.33333333333333337,2118458.5788235296,321175.45900000003,30600,10.490133278781348,0.8345336885453869,"-","-","-","-","-"]
[null,{"$f":"'ورودی نیروها'!C797","v":"BASE"},{"$f":"'ورودی نیروها'!D797","v":9},{"$f":"'ورودی نیروها'!E797","v":"ACIS49"},"9 - ACIS49",{"$f":"ABS('ورودی نیروها'!H797)","v":101060.22},{"$f":"ABS('ورودی نیروها'!I797)","v":981279.90700000001},{"$f":"ABS('ورودی نیروها'!J797)","v":2265595.1880000001},{"$f":"VLOOKUP(C804,'ورودی نیروها'!M$4:P$1000000,2,FALSE)","v":70},{"$f":"VLOOKUP(C804,'ورودی نیروها'!M$4:P$1000000,3,FALSE)","v":45},{"$f":"VLOOKUP(C804,'ورودی نیروها'!M$4:P$1000000,4,FALSE)","v":2},160,90,{"$f":"IF(VLOOKUP(C804,'ورودی نیروها'!M$4:Q$1048576,5,FALSE)=0,IF(K804=1,2*L804+2*M804,IF(K804=2,L804+2*M804,IF(K804=3,2*L804+M804,L804+M804))),VLOOKUP(C804,'ورودی نیروها'!M$4:Q$1048576,5,FALSE))","v":340},1566000,563760,1680000,1801500,1.5555555555555556,30,12.570053699169309,0.47058823529411764,0.33333333333333337,461778.77976470586,755198.39600000007,30600,4.5712496805283971,0.36366190550407018,"-","-","-","-","-"]
[null,{"$f":"'ورودی نیروها'!C798","v":"BASE"},{"$f":"'ورودی نیروها'!D798","v":9},{"$f":"'ورودی نیروها'!E798","v":"ACIS50"},"9 - ACIS50",{"$f":"ABS('ورودی نیروها'!H798)","v":48834.9},{"$f":"ABS('ورودی نیروها'!I798)","v":1008459.6459999999},{"$f":"ABS('ورودی نیروها'!J798)","v":2342335.466},{"$f":"VLOOKUP(C805,'ورودی نیروها'!M$4:P$1000000,2,FALSE)","v":70},{"$f":"VLOOKUP(C805,'ورودی نیروها'!M$4:P$1000000,3,FALSE)","v":45},{"$f":"VLOOKUP(C805,'ورودی نیروها'!M$4:P$1000000,4,FALSE)","v":2},160,90,{"$f":"IF(VLOOKUP(C805,'ورودی نیروها'!M$4:Q$1048576,5,FALSE)=0,IF(K805=1,2*L805+2*M805,IF(K805=2,L805+2*M805,IF(K805=3,2*L805+M805,L805+M805))),VLOOKUP(C805,'ورودی نیروها'!M$4:Q$1048576,5,FALSE))","v":340},1566000,563760,1680000,1801500,1.5555555555555556,30,12.570053699169309,0.47058823529411764,0.33333333333333337,474569.24517647055,780778.48866666679,30600,2.9024539067808521,0.23090226790142199,"-","-","-","-","-"]
[null,{"$f":"'ورودی نیروها'!C799","v":"BASE"},{"$f":"'ورودی نیروها'!D799","v":9},{"$f":"'ورودی نیروها'!E799","v":"ACIS51"},"9 - ACIS51",{"$f":"ABS('ورودی نیروها'!H799)","v":119713.15},{"$f":"ABS('ورودی نیروها'!I799)","v":1402057.5519999999},{"$f":"ABS('ورودی نیروها'!J799)","v":2253633.89},{"$f":"VLOOKUP(C806,'ورودی نیروها'!M$4:P$1000000,2,FALSE)","v":70},{"$f":"VLOOKUP(C806,'ورودی نیروها'!M$4:P$1000000,3,FALSE)","v":45},{"$f":"VLOOKUP(C806,'ورودی نیروها'!M$4:P$1000000,4,FALSE)","v":2},160,90,{"$f":"IF(VLOOKUP(C806,'ورودی نیروها'!M$4:Q$1048576,5,FALSE)=0,IF(K806=1,2*L806+2*M806,IF(K806=2,L806+2*M806,IF(K806=3,2*L806+M806,L806+M806))),VLOOKUP(C806,'ورودی نیروها'!M$4:Q$1048576,5,FALSE))","v":340},1566000,563760,1680000,1801500,1.5555555555555556,30,12.570053699169309,0.47058823529411764,0.33333333333333337,659791.78917647048,751211.29666666675,30600,5.5296856413330122,0.43990946846141488,"-","-","-","-","-"]
[null,{"$f":"'ورودی نیروها'!C800","v":"BASE"},{"$f":"'ورودی نیروها'!D800","v":9},{"$f":"'ورودی نیروها'!E800","v":"ACIS52"},"9 - ACIS52",{"$f":"ABS('ورودی نیروها'!H800)","v":67487.83},{"$f":"ABS('ورودی نیروها'!I800)","v":1374877.8130000001},{"$f":"ABS('ورودی نیروها'!J800)","v":2330374.1669999999},{"$f":"VLOOKUP(C807,'ورودی نیروها'!M$4:P$1000000,2,FALSE)","v":70},{"$f":"VLOOKUP(C807,'ورودی نیروها'!M$4:P$1000000,3,FALSE)","v":45},{"$f":"VLOOKUP(C807,'ورودی نیروها'!M$4:P$1000000,4,FALSE)","v":2},160,90,{"$f":"IF(VLOOKUP(C807,'ورودی نیروها'!M$4:Q$1048576,5,FALSE)=0,IF(K807=1,2*L807+2*M807,IF(K807=2,L807+2*M807,IF(K807=3,2*L807+M807,L807+M807))),VLOOKUP(C807,'ورودی نیروها'!M$4:Q$1048576,5,FALSE))","v":340},1566000,563760,1680000,1801500,1.5555555555555556,30,12.570053699169309,0.47058823529411764,0.33333333333333337,647001.32376470591,776791.38900000008,30600,3.815514298308849,0.30354001578855599,"-","-","-","-","-"]
[null,{"$f":"'ورودی نیروها'!C801","v":"BASE"},{"$f":"'ورودی نیروها'!D801","v":9},{"$f":"'ورودی نیروها'!E801","v":"ACIS54"},"9 - ACIS54",{"$f":"ABS('ورودی نیروها'!H801)","v":156391.89000000001},{"$f":"ABS('ورودی نیروها'!I801)","v":1257370.3640000001},{"$f":"ABS('ورودی نیروها'!J801)","v":2658879.4160000002},{"$f":"VLOOKUP(C808,'ورودی نیروها'!M$4:P$1000000,2,FALSE)","v":70},{"$f":"VLOOKUP(C808,'ورودی نیروها'!M$4:P$1000000,3,FALSE)","v":45},{"$f":"VLOOKUP(C808,'ورودی نیروها'!M$4:P$1000000,4,FALSE)","v":2},160,90,{"$f":"IF(VLOOKUP(C808,'ورودی نیروها'!M$4:Q$1048576,5,FALSE)=0,IF(K808=1,2*L808+2*M808,IF(K808=2,L808+2*M808,IF(K808=3,2*L808+M808,L808+M808))),VLOOKUP(C808,'ورودی نیروها'!M$4:Q$1048576,5,FALSE))","v":340},1566000,563760,1680000,1801500,1.5555555555555556,30,12.570053699169309,0.47058823529411764,0.33333333333333337,591703.70070588239,886293.13866666681,30600,6.6879681789374592,0.53205565696027479,"-","-","-","-","-"]
[null,{"$f":"'ورودی نیروها'!C802","v":"BASE"},{"$f":"'ورودی نیروها'!D802","v":9},{"$f":"'ورودی نیروها'!E802","v":"ACIS55"},"9 - ACIS55",{"$f":"ABS('ورودی نیروها'!H802)","v":175044.82},{"$f":"ABS('ورودی نیروها'!I802)","v":1125967.095},{"$f":"ABS('ورودی نیروها'!J802)","v":2670840.7149999999},{"$f":"VLOOKUP(C809,'ورودی نیروها'!M$4:P$1000000,2,FALSE)","v":70},{"$f":"VLOOKUP(C809,'ورودی نیروها'!M$4:P$1000000,3,FALSE)","v":45},{"$f":"VLOOKUP(C809,'ورودی نیروها'!M$4:P$1000000,4,FALSE)","v":2},160,90,{"$f":"IF(VLOOKUP(C809,'ورودی نیروها'!M$4:Q$1048576,5,FALSE)=0,IF(K809=1,2*L809+2*M809,IF(K809=2,L809+2*M809,IF(K809=3,2*L809+M809,L809+M809))),VLOOKUP(C809,'ورودی نیروها'!M$4:Q$1048576,5,FALSE))","v":340},1566000,563760,1680000,1801500,1.5555555555555556,30,12.570053699169309,0.47058823529411764,0.33333333333333337,529866.86823529413,890280.2383333334,30600,7.1902278793968737,0.57201250300720985,"-","-","-","-","-"]
[null,{"$f":"'ورودی نیروها'!C803","v":"BASE"},{"$f":"'ورودی نیروها'!D803","v":9},{"$f":"'ورودی نیروها'!E803","v":"ACIS56"},"9 - ACIS56",{"$f":"ABS('ورودی نیروها'!H803)","v":122819.49},{"$f":"ABS('ورودی نیروها'!I803)","v":1098787.3559999999},{"$f":"ABS('ورودی نیروها'!J803)","v":2594100.4380000001},{"$f":"VLOOKUP(C810,'ورودی نیروها'!M$4:P$1000000,2,FALSE)","v":70},{"$f":"VLOOKUP(C810,'ورودی نیروها'!M$4:P$1000000,3,FALSE)","v":45},{"$f":"VLOOKUP(C810,'ورودی نیروها'!M$4:P$1000000,4,FALSE)","v":2},160,90,{"$f":"IF(VLOOKUP(C810,'ورودی نیروها'!M$4:Q$1048576,5,FALSE)=0,IF(K810=1,2*L810+2*M810,IF(K810=2,L810+2*M810,IF(K810=3,2*L810+M810,L810+M810))),VLOOKUP(C810,'ورودی نیروها'!M$4:Q$1048576,5,FALSE))","v":340},1566000,563760,1680000,1801500,1.5555555555555556,30,12.570053699169309,0.47058823529411764,0.33333333333333337,517076.40282352938,864700.14600000007,30600,5.4456037187023085,0.43322040215804175,"-","-","-","-","-"]
[null,{"$f":"'ورودی نیروها'!C804","v":"BASE"},{"$f":"'ورودی نیروها'!D804","v":9},{"$f":"'ورودی نیروها'!E804","v":"ACIS57"},"9 - ACIS57",{"$f":"ABS('ورودی نیروها'!H804)","v":98905.18},{"$f":"ABS('ورودی نیروها'!I804)","v":1382050.6510000001},{"$f":"ABS('ورودی نیروها'!J804)","v":2226348.2310000001},{"$f":"VLOOKUP(C811,'ورودی نیروها'!M$4:P$1000000,2,FALSE)","v":70},{"$f":"VLOOKUP(C811,'ورودی نیروها'!M$4:P$1000000,3,FALSE)","v":45},{"$f":"VLOOKUP(C811,'ورودی نیروها'!M$4:P$1000000,4,FALSE)","v":2},160,90,{"$f":"IF(VLOOKUP(C811,'ورودی نیروها'!M$4:Q$1048576,5,FALSE)=0,IF(K811=1,2*L811+2*M811,IF(K811=2,L811+2*M811,IF(K811=3,2*L811+M811,L811+M811))),VLOOKUP(C811,'ورودی نیروها'!M$4:Q$1048576,5,FALSE))","v":340},1566000,563760,1680000,1801500,1.5555555555555556,30,12.570053699169309,0.47058823529411764,0.33333333333333337,650376.7769411765,742116.07700000016,30600,4.8275724098406645,0.38405344363482669,"-","-","-","-","-"]
[null,{"$f":"'ورودی نیروها'!C805","v":"BASE"},{"$f":"'ورودی نیروها'!D805","v":9},{"$f":"'ورودی نیروها'!E805","v":"ACIS58"},"9 - ACIS58",{"$f":"ABS('ورودی نیروها'!H805)","v":46679.85},{"$f":"ABS('ورودی نیروها'!I805)","v":1409230.39},{"$f":"ABS('ورودی نیروها'!J805)","v":2303088.5079999999},{"$f":"VLOOKUP(C812,'ورودی نیروها'!M$4:P$1000000,2,FALSE)","v":70},{"$f":"VLOOKUP(C812,'ورودی نیروها'!M$4:P$1000000,3,FALSE)","v":45},{"$f":"VLOOKUP(C812,'ورودی نیروها'!M$4:P$1000000,4,FALSE)","v":2},160,90,{"$f":"IF(VLOOKUP(C812,'ورودی نیروها'!M$4:Q$1048576,5,FALSE)=0,IF(K812=1,2*L812+2*M812,IF(K812=2,L812+2*M812,IF(K812=3,2*L812+M812,L812+M812))),VLOOKUP(C812,'ورودی نیروها'!M$4:Q$1048576,5,FALSE))","v":340},1566000,563760,1680000,1801500,1.5555555555555556,30,12.570053699169309,0.47058823529411764,0.33333333333333337,663167.24235294107,767696.16933333338,30600,3.1587763090973211,0.25129378001830405,"-","-","-","-","-"]
[null,{"$f":"'ورودی نیروها'!C806","v":"BASE"},{"$f":"'ورودی نیروها'!D806","v":9},{"$f":"'ورودی نیروها'!E806","v":"ACIS59"},"9 - ACIS59",{"$f":"ABS('ورودی نیروها'!H806)","v":117558.11},{"$f":"ABS('ورودی نیروها'!I806)","v":1001286.808},{"$f":"ABS('ورودی نیروها'!J806)","v":2214386.932},{"$f":"VLOOKUP(C813,'ورودی نیروها'!M$4:P$1000000,2,FALSE)","v":70},{"$f":"VLOOKUP(C813,'ورودی نیروها'!M$4:P$1000000,3,FALSE)","v":45},{"$f":"VLOOKUP(C813,'ورودی نیروها'!M$4:P$1000000,4,FALSE)","v":2},160,90,{"$f":"IF(VLOOKUP(C813,'ورودی نیروها'!M$4:Q$1048576,5,FALSE)=0,IF(K813=1,2*L813+2*M813,IF(K813=2,L813+2*M813,IF(K813=3,2*L813+M813,L813+M813))),VLOOKUP(C813,'ورودی نیروها'!M$4:Q$1048576,5,FALSE))","v":340},1566000,563760,1680000,1801500,1.5555555555555556,30,12.570053699169309,0.47058823529411764,0.33333333333333337,471193.79199999996,738128.97733333346,30600,5.1169364349549182,0.40707355413231611,"-","-","-","-","-"]
[null,{"$f":"'ورودی نیروها'!C807","v":"BASE"},{"$f":"'ورودی نیروها'!D807","v":9},{"$f":"'ورودی نیروها'!E807","v":"ACIS60"},"9 - ACIS60",{"$f":"ABS('ورودی نیروها'!H807)","v":65332.78},{"$f":"ABS('ورودی نیروها'!I807)","v":974107.06900000002},{"$f":"ABS('ورودی نیروها'!J807)","v":2291127.2089999998},{"$f":"VLOOKUP(C814,'ورودی نیروها'!M$4:P$1000000,2,FALSE)","v":70},{"$f":"VLOOKUP(C814,'ورودی نیروها'!M$4:P$1000000,3,FALSE)","v":45},{"$f":"VLOOKUP(C814,'ورودی نیروها'!M$4:P$1000000,4,FALSE)","v":2},160,90,{"$f":"IF(VLOOKUP(C814,'ورودی نیروها'!M$4:Q$1048576,5,FALSE)=0,IF(K814=1,2*L814+2*M814,IF(K814=2,L814+2*M814,IF(K814=3,2*L814+M814,L814+M814))),VLOOKUP(C814,'ورودی نیروها'!M$4:Q$1048576,5,FALSE))","v":340},1566000,563760,1680000,1801500,1.5555555555555556,30,12.570053699169309,0.47058823529411764,0.33333333333333337,458403.32658823527,763709.06966666668,30600,3.402764765133369,0.27070407546136738,"-","-","-","-","-"]
[null,{"$f":"'ورودی نیروها'!C808","v":"BASE"},{"$f":"'ورودی نیروها'!D808","v":9},{"$f":"'ورودی نیروها'!E808","v":"ACIS61"},"9 - ACIS61",{"$f":"ABS('ورودی نیروها'!H808)","v":158546.93},{"$f":"ABS('ورودی نیروها'!I808)","v":856599.62},{"$f":"ABS('ورودی نیروها'!J808)","v":2619632.4589999998},{"$f":"VLOOKUP(C815,'ورودی نیروها'!M$4:P$1000000,2,FALSE)","v":70},{"$f":"VLOOKUP(C815,'ورودی نیروها'!M$4:P$1000000,3,FALSE)","v":45},{"$f":"VLOOKUP(C815,'ورودی نیروها'!M$4:P$1000000,4,FALSE)","v":2},160,90,{"$f":"IF(VLOOKUP(C815,'ورودی نیروها'!M$4:Q$1048576,5,FALSE)=0,IF(K815=1,2*L815+2*M815,IF(K815=2,L815+2*M815,IF(K815=3,2*L815+M815,L815+M815))),VLOOKUP(C815,'ورودی نیروها'!M$4:Q$1048576,5,FALSE))","v":340},1566000,563760,1680000,1801500,1.5555555555555556,30,12.570053699169309,0.47058823529411764,0.33333333333333337,403105.70352941175,873210.81966666668,30600,6.4160712603394758,0.51042512736150691,"-","-","-","-","-"]
[null,{"$f":"'ورودی نیروها'!C809","v":"BASE"},{"$f":"'ورودی نیروها'!D809","v":9},{"$f":"'ورودی نیروها'!E809","v":"ACIS62"},"9 - ACIS62",{"$f":"ABS('ورودی نیروها'!H809)","v":106321.61},{"$f":"ABS('ورودی نیروها'!I809)","v":883779.35900000005},{"$f":"ABS('ورودی نیروها'!J809)","v":2542892.182},{"$f":"VLOOKUP(C816,'ورودی نیروها'!M$4:P$1000000,2,FALSE)","v":70},{"$f":"VLOOKUP(C816,'ورودی نیروها'!M$4:P$1000000,3,FALSE)","v":45},{"$f":"VLOOKUP(C816,'ورودی نیروها'!M$4:P$1000000,4,FALSE)","v":2},160,90,{"$f":"IF(VLOOKUP(C816,'ورودی نیروها'!M$4:Q$1048576,5,FALSE)=0,IF(K816=1,2*L816+2*M816,IF(K816=2,L816+2*M816,IF(K816=3,2*L816+M816,L816+M816))),VLOOKUP(C816,'ورودی نیروها'!M$4:Q$1048576,5,FALSE))","v":340},1566000,563760,1680000,1801500,1.5555555555555556,30,12.570053699169309,0.47058823529411764,0.33333333333333337,415896.1689411765,847630.72733333346,30600,4.716822995520503,0.37524286756485487,"-","-","-","-","-"]
[null,{"$f":"'ورودی نیروها'!C810","v":"BASE"},{"$f":"'ورودی نیروها'!D810","v":9},{"$f":"'ورودی نیروها'!E810","v":"ACIS64"},"9 - ACIS64",{"$f":"ABS('ورودی نیروها'!H810)","v":177199.86},{"$f":"ABS('ورودی نیروها'!I810)","v":1526737.8389999999},{"$f":"ABS('ورودی نیروها'!J810)","v":2631593.7579999999},{"$f":"VLOOKUP(C817,'ورودی نیروها'!M$4:P$1000000,2,FALSE)","v":70},{"$f":"VLOOKUP(C817,'ورودی نیروها'!M$4:P$1000000,3,FALSE)","v":45},{"$f":"VLOOKUP(C817,'ورودی نیروها'!M$4:P$1000000,4,FALSE)","v":2},160,90,{"$f":"IF(VLOOKUP(C817,'ورودی نیروها'!M$4:Q$1048576,5,FALSE)=0,IF(K817=1,2*L817+2*M817,IF(K817=2,L817+2*M817,IF(K817=3,2*L817+M817,L817+M817))),VLOOKUP(C817,'ورودی نیروها'!M$4:Q$1048576,5,FALSE))","v":340},1566000,563760,1680000,1801500,1.5555555555555556,30,12.570053699169309,0.47058823529411764,0.33333333333333337,718464.86541176471,877197.91933333338,30600,7.5874028962908397,0.60360942585251265,"-","-","-","-","-"]
[null,{"$f":"'ورودی نیروها'!C811","v":"BASE"},{"$f":"'ورودی نیروها'!D811","v":9},{"$f":"'ورودی نیروها'!E811","v":"ACIS65"},"9 - ACIS65",{"$f":"ABS('ورودی نیروها'!H811)","v":103215.27},{"$f":"ABS('ورودی نیروها'!I811)","v":580509.16299999994},{"$f":"ABS('ورودی نیروها'!J811)","v":2304842.1460000002},{"$f":"VLOOKUP(C818,'ورودی نیروها'!M$4:P$1000000,2,FALSE)","v":70},{"$f":"VLOOKUP(C818,'ورودی نیروها'!M$4:P$1000000,3,FALSE)","v":45},{"$f":"VLOOKUP(C818,'ورودی نیروها'!M$4:P$1000000,4,FALSE)","v":2},160,90,{"$f":"IF(VLOOKUP(C818,'ورودی نیروها'!M$4:Q$1048576,5,FALSE)=0,IF(K818=1,2*L818+2*M818,IF(K818=2,L818+2*M818,IF(K818=3,2*L818+M818,L818+M818))),VLOOKUP(C818,'ورودی نیروها'!M$4:Q$1048576,5,FALSE))","v":340},1566000,563760,1680000,1801500,1.5555555555555556,30,12.570053699169309,0.47058823529411764,0.33333333333333337,273180.78258823528,768280.71533333347,30600,4.3149272782119281,0.34327039338718812,"-","-","-","-","-"]
[null,{"$f":"'ورودی نیروها'!C812","v":"BASE"},{"$f":"'ورودی نیروها'!D812","v":9},{"$f":"'ورودی نیروها'!E812","v":"ACIS67"},"9 - ACIS67",{"$f":"ABS('ورودی نیروها'!H812)","v":50989.94},{"$f":"ABS('ورودی نیروها'!I812)","v":607688.902},{"$f":"ABS('ورودی نیروها'!J812)","v":2381582.423},{"$f":"VLOOKUP(C819,'ورودی نیروها'!M$4:P$1000000,2,FALSE)","v":70},{"$f":"VLOOKUP(C819,'ورودی نیروها'!M$4:P$1000000,3,FALSE)","v":45},{"$f":"VLOOKUP(C819,'ورودی نیروها'!M$4:P$1000000,4,FALSE)","v":2},160,90,{"$f":"IF(VLOOKUP(C819,'ورودی نیروها'!M$4:Q$1048576,5,FALSE)=0,IF(K819=1,2*L819+2*M819,IF(K819=2,L819+2*M819,IF(K819=3,2*L819+M819,L819+M819))),VLOOKUP(C819,'ورودی نیروها'!M$4:Q$1048576,5,FALSE))","v":340},1566000,563760,1680000,1801500,1.5555555555555556,30,12.570053699169309,0.47058823529411764,0.33333333333333337,285971.24800000002,793860.80766666669,30600,2.6461311774685843,0.21051072977066548,"-","-","-","-","-"]
[null,{"$f":"'ورودی نیروها'!C813","v":"BASE"},{"$f":"'ورودی نیروها'!D813","v":9},{"$f":"'ورودی نیروها'!E813","v":"ACIS68"},"9 - ACIS68",{"$f":"ABS('ورودی نیروها'!H813)","v":69642.87},{"$f":"ABS('ورودی نیروها'!I813)","v":1775648.557},{"$f":"ABS('ورودی نیروها'!J813)","v":2369621.1239999998},{"$f":"VLOOKUP(C820,'ورودی نیروها'!M$4:P$1000000,2,FALSE)","v":70},{"$f":"VLOOKUP(C820,'ورودی نیروها'!M$4:P$1000000,3,FALSE)","v":45},{"$f":"VLOOKUP(C820,'ورودی نیروها'!M$4:P$1000000,4,FALSE)","v":2},160,90,{"$f":"IF(VLOOKUP(C820,'ورودی نیروها'!M$4:Q$1048576,5,FALSE)=0,IF(K820=1,2*L820+2*M820,IF(K820=2,L820+2*M820,IF(K820=3,2*L820+M820,L820+M820))),VLOOKUP(C820,'ورودی نیروها'!M$4:Q$1048576,5,FALSE))","v":340},1566000,563760,1680000,1801500,1.5555555555555556,30,12.570053699169309,0.47058823529411764,0.33333333333333337,835599.3209411765,789873.70799999998,30600,4.2282635044885293,0.33637593010187011,"-","-","-","-","-"]
[null,{"$f":"'ورودی نیروها'!C814","v":"BASE"},{"$f":"'ورودی نیروها'!D814","v":9},{"$f":"'ورودی نیروها'!E814","v":"ACIS69"},"9 - ACIS69",{"$f":"ABS('ورودی نیروها'!H814)","v":154236.84},{"$f":"ABS('ورودی نیروها'!I814)","v":1658141.108},{"$f":"ABS('ورودی نیروها'!J814)","v":2698126.3739999998},{"$f":"VLOOKUP(C821,'ورودی نیروها'!M$4:P$1000000,2,FALSE)","v":70},{"$f":"VLOOKUP(C821,'ورودی نیروها'!M$4:P$1000000,3,FALSE)","v":45},{"$f":"VLOOKUP(C821,'ورودی نیروها'!M$4:P$1000000,4,FALSE)","v":2},160,90,{"$f":"IF(VLOOKUP(C821,'ورودی نیروها'!M$4:Q$1048576,5,FALSE)=0,IF(K821=1,2*L821+2*M821,IF(K821=2,L821+2*M821,IF(K821=3,2*L821+M821,L821+M821))),VLOOKUP(C821,'ورودی نیروها'!M$4:Q$1048576,5,FALSE))","v":340},1566000,563760,1680000,1801500,1.5555555555555556,30,12.570053699169309,0.47058823529411764,0.33333333333333337,780301.69788235298,899375.4580000001,30600,6.9598647709364672,0.55368616057673714,"-","-","-","-","-"]
[null,{"$f":"'ورودی نیروها'!C815","v":"BASE"},{"$f":"'ورودی نیروها'!D815","v":9},{"$f":"'ورودی نیروها'!E815","v":"ACIS70"},"9 - ACIS70",{"$f":"ABS('ورودی نیروها'!H815)","v":102011.52},{"$f":"ABS('ورودی نیروها'!I815)","v":1685320.8470000001},{"$f":"ABS('ورودی نیروها'!J815)","v":2621386.0970000001},{"$f":"VLOOKUP(C822,'ورودی نیروها'!M$4:P$1000000,2,FALSE)","v":70},{"$f":"VLOOKUP(C822,'ورودی نیروها'!M$4:P$1000000,3,FALSE)","v":45},{"$f":"VLOOKUP(C822,'ورودی نیروها'!M$4:P$1000000,4,FALSE)","v":2},160,90,{"$f":"IF(VLOOKUP(C822,'ورودی نیروها'!M$4:Q$1048576,5,FALSE)=0,IF(K822=1,2*L822+2*M822,IF(K822=2,L822+2*M822,IF(K822=3,2*L822+M822,L822+M822))),VLOOKUP(C822,'ورودی نیروها'!M$4:Q$1048576,5,FALSE))","v":340},1566000,563760,1680000,1801500,1.5555555555555556,30,12.570053699169309,0.47058823529411764,0.33333333333333337,793092.16329411766,873795.36566666677,30600,5.2606165061174934,0.41850390078008504,"-","-","-","-","-"]
[null,{"$f":"'ورودی نیروها'!C816","v":"BASE"},{"$f":"'ورودی نیروها'!D816","v":9},{"$f":"'ورودی نیروها'!E816","v":"ACIS71"},"9 - ACIS71",{"$f":"ABS('ورودی نیروها'!H816)","v":172889.77},{"$f":"ABS('ورودی نیروها'!I816)","v":725196.35100000002},{"$f":"ABS('ورودی نیروها'!J816)","v":2710087.673},{"$f":"VLOOKUP(C823,'ورودی نیروها'!M$4:P$1000000,2,FALSE)","v":70},{"$f":"VLOOKUP(C823,'ورودی نیروها'!M$4:P$1000000,3,FALSE)","v":45},{"$f":"VLOOKUP(C823,'ورودی نیروها'!M$4:P$1000000,4,FALSE)","v":2},160,90,{"$f":"IF(VLOOKUP(C823,'ورودی نیروها'!M$4:Q$1048576,5,FALSE)=0,IF(K823=1,2*L823+2*M823,IF(K823=2,L823+2*M823,IF(K823=3,2*L823+M823,L823+M823))),VLOOKUP(C823,'ورودی نیروها'!M$4:Q$1048576,5,FALSE))","v":340},1566000,563760,1680000,1801500,1.5555555555555556,30,12.570053699169309,0.47058823529411764,0.33333333333333337,341268.87105882354,903362.55766666681,30600,6.793052535903934,0.54041555417960163,"-","-","-","-","-"]
[null,{"$f":"'ورودی نیروها'!C817","v":"BASE"},{"$f":"'ورودی نیروها'!D817","v":9},{"$f":"'ورودی نیروها'!E817","v":"ACIS72"},"9 - ACIS72",{"$f":"ABS('ورودی نیروها'!H817)","v":120664.45},{"$f":"ABS('ورودی نیروها'!I817)","v":698016.61199999996},{"$f":"ABS('ورودی نیروها'!J817)","v":2633347.395},{"$f":"VLOOKUP(C824,'ورودی نیروها'!M$4:P$1000000,2,FALSE)","v":70},{"$f":"VLOOKUP(C824,'ورودی نیروها'!M$4:P$1000000,3,FALSE)","v":45},{"$f":"VLOOKUP(C824,'ورودی نیروها'!M$4:P$1000000,4,FALSE)","v":2},160,90,{"$f":"IF(VLOOKUP(C824,'ورودی نیروها'!M$4:Q$1048576,5,FALSE)=0,IF(K824=1,2*L824+2*M824,IF(K824=2,L824+2*M824,IF(K824=3,2*L824+M824,L824+M824))),VLOOKUP(C824,'ورودی نیروها'!M$4:Q$1048576,5,FALSE))","v":340},1566000,563760,1680000,1801500,1.5555555555555556,30,12.570053699169309,0.47058823529411764,0.33333333333333337,328478.4056470588,877782.46500000008,30600,5.0484287018083407,0.40162347931273878,"-","-","-","-","-"]
[null,{"$f":"'ورودی نیروها'!C818","v":"BASE"},{"$f":"'ورودی نیروها'!D818","v":9},{"$f":"'ورودی نیروها'!E818","v":"ACIS73"},"9 - ACIS73",{"$f":"ABS('ورودی نیروها'!H818)","v":98664.55},{"$f":"ABS('ورودی نیروها'!I818)","v":3858471.9350000001},{"$f":"ABS('ورودی نیروها'!J818)","v":555983.92500000005},{"$f":"VLOOKUP(C825,'ورودی نیروها'!M$4:P$1000000,2,FALSE)","v":70},{"$f":"VLOOKUP(C825,'ورودی نیروها'!M$4:P$1000000,3,FALSE)","v":45},{"$f":"VLOOKUP(C825,'ورودی نیروها'!M$4:P$1000000,4,FALSE)","v":2},160,90,{"$f":"IF(VLOOKUP(C825,'ورودی نیروها'!M$4:Q$1048576,5,FALSE)=0,IF(K825=1,2*L825+2*M825,IF(K825=2,L825+2*M825,IF(K825=3,2*L825+M825,L825+M825))),VLOOKUP(C825,'ورودی نیروها'!M$4:Q$1048576,5,FALSE))","v":340},1566000,563760,1680000,1801500,1.5555555555555556,30,12.570053699169309,0.47058823529411764,0.33333333333333337,1815751.4988235293,185327.97500000003,30600,6.5554340694126205,0.52151201787195511,"-","-","-","-","-"]
[null,{"$f":"'ورودی نیروها'!C819","v":"BASE"},{"$f":"'ورودی نیروها'!D819","v":9},{"$f":"'ورودی نیروها'!E819","v":"ACIS74"},"9 - ACIS74",{"$f":"ABS('ورودی نیروها'!H819)","v":46439.22},{"$f":"ABS('ورودی نیروها'!I819)","v":3885651.6740000001},{"$f":"ABS('ورودی نیروها'!J819)","v":632724.20299999998},{"$f":"VLOOKUP(C826,'ورودی نیروها'!M$4:P$1000000,2,FALSE)","v":70},{"$f":"VLOOKUP(C826,'ورودی نیروها'!M$4:P$1000000,3,FALSE)","v":45},{"$f":"VLOOKUP(C826,'ورودی نیروها'!M$4:P$1000000,4,FALSE)","v":2},160,90,{"$f":"IF(VLOOKUP(C826,'ورودی نیروها'!M$4:Q$1048576,5,FALSE)=0,IF(K826=1,2*L826+2*M826,IF(K826=2,L826+2*M826,IF(K826=3,2*L826+M826,L826+M826))),VLOOKUP(C826,'ورودی نیروها'!M$4:Q$1048576,5,FALSE))","v":340},1566000,563760,1680000,1801500,1.5555555555555556,30,12.570053699169309,0.47058823529411764,0.33333333333333337,1828541.9642352941,210908.06766666667,30600,4.8866379688676895,0.38875235427121707,"-","-","-","-","-"]
[null,{"$f":"'ورودی نیروها'!C820","v":"BASE"},{"$f":"'ورودی نیروها'!D820","v":9},{"$f":"'ورودی نیروها'!E820","v":"ACIS75"},"9 - ACIS75",{"$f":"ABS('ورودی نیروها'!H820)","v":115264.05},{"$f":"ABS('ورودی نیروها'!I820)","v":3941299.0720000002},{"$f":"ABS('ورودی نیروها'!J820)","v":921358.45600000001},{"$f":"VLOOKUP(C827,'ورودی نیروها'!M$4:P$1000000,2,FALSE)","v":70},{"$f":"VLOOKUP(C827,'ورودی نیروها'!M$4:P$1000000,3,FALSE)","v":45},{"$f":"VLOOKUP(C827,'ورودی نیروها'!M$4:P$1000000,4,FALSE)","v":2},160,90,{"$f":"IF(VLOOKUP(C827,'ورودی نیروها'!M$4:Q$1048576,5,FALSE)=0,IF(K827=1,2*L827+2*M827,IF(K827=2,L827+2*M827,IF(K827=3,2*L827+M827,L827+M827))),VLOOKUP(C827,'ورودی نیروها'!M$4:Q$1048576,5,FALSE))","v":340},1566000,563760,1680000,1801500,1.5555555555555556,30,12.570053699169309,0.47058823529411764,0.33333333333333337,1854728.9750588236,307119.48533333337,30600,7.2395347573229198,0.57593507001496291,"-","-","-","-","-"]
[null,{"$f":"'ورودی نیروها'!C821","v":"BASE"},{"$f":"'ورودی نیروها'!D821","v":9},{"$f":"'ورودی نیروها'!E821","v":"ACIS76"},"9 - ACIS76",{"$f":"ABS('ورودی نیروها'!H821)","v":63038.720000000001},{"$f":"ABS('ورودی نیروها'!I821)","v":3968478.8110000002},{"$f":"ABS('ورودی نیروها'!J821)","v":844618.179},{"$f":"VLOOKUP(C828,'ورودی نیروها'!M$4:P$1000000,2,FALSE)","v":70},{"$f":"VLOOKUP(C828,'ورودی نیروها'!M$4:P$1000000,3,FALSE)","v":45},{"$f":"VLOOKUP(C828,'ورودی نیروها'!M$4:P$1000000,4,FALSE)","v":2},160,90,{"$f":"IF(VLOOKUP(C828,'ورودی نیروها'!M$4:Q$1048576,5,FALSE)=0,IF(K828=1,2*L828+2*M828,IF(K828=2,L828+2*M828,IF(K828=3,2*L828+M828,L828+M828))),VLOOKUP(C828,'ورودی نیروها'!M$4:Q$1048576,5,FALSE))","v":340},1566000,563760,1680000,1801500,1.5555555555555556,30,12.570053699169309,0.47058823529411764,0.33333333333333337,1867519.4404705884,281539.39300000004,30600,5.5402861657065623,0.44075278422022107,"-","-","-","-","-"]
[null,{"$f":"'ورودی نیروها'!C822","v":"BASE"},{"$f":"'ورودی نیروها'!D822","v":9},{"$f":"'ورودی نیروها'!E822","v":"ACIS78"},"9 - ACIS78",{"$f":"ABS('ورودی نیروها'!H822)","v":160840.99},{"$f":"ABS('ورودی نیروها'!I822)","v":4085986.26},{"$f":"ABS('ورودی نیروها'!J822)","v":516112.929},{"$f":"VLOOKUP(C829,'ورودی نیروها'!M$4:P$1000000,2,FALSE)","v":70},{"$f":"VLOOKUP(C829,'ورودی نیروها'!M$4:P$1000000,3,FALSE)","v":45},{"$f":"VLOOKUP(C829,'ورودی نیروها'!M$4:P$1000000,4,FALSE)","v":2},160,90,{"$f":"IF(VLOOKUP(C829,'ورودی نیروها'!M$4:Q$1048576,5,FALSE)=0,IF(K829=1,2*L829+2*M829,IF(K829=2,L829+2*M829,IF(K829=3,2*L829+M829,L829+M829))),VLOOKUP(C829,'ورودی نیروها'!M$4:Q$1048576,5,FALSE))","v":340},1566000,563760,1680000,1801500,1.5555555555555556,30,12.570053699169309,0.47058823529411764,0.33333333333333337,1922817.0635294116,172037.64300000001,30600,8.7693463371671196,0.69763793751705627,"-","-","-","-","-"]
[null,{"$f":"'ورودی نیروها'!C823","v":"BASE"},{"$f":"'ورودی نیروها'!D823","v":9},{"$f":"'ورودی نیروها'!E823","v":"ACIS79"},"9 - ACIS79",{"$f":"ABS('ورودی نیروها'!H823)","v":177440.49},{"$f":"ABS('ورودی نیروها'!I823)","v":4003159.12},{"$f":"ABS('ورودی نیروها'!J823)","v":961229.45200000005},{"$f":"VLOOKUP(C830,'ورودی نیروها'!M$4:P$1000000,2,FALSE)","v":70},{"$f":"VLOOKUP(C830,'ورودی نیروها'!M$4:P$1000000,3,FALSE)","v":45},{"$f":"VLOOKUP(C830,'ورودی نیروها'!M$4:P$1000000,4,FALSE)","v":2},160,90,{"$f":"IF(VLOOKUP(C830,'ورودی نیروها'!M$4:Q$1048576,5,FALSE)=0,IF(K830=1,2*L830+2*M830,IF(K830=2,L830+2*M830,IF(K830=3,2*L830+M830,L830+M830))),VLOOKUP(C830,'ورودی نیروها'!M$4:Q$1048576,5,FALSE))","v":340},1566000,563760,1680000,1801500,1.5555555555555556,30,12.570053699169309,0.47058823529411764,0.33333333333333337,1883839.5858823529,320409.81733333337,30600,9.3309920043389933,0.74231918396304319,"-","-","-","-","-"]
[null,{"$f":"'ورودی نیروها'!C824","v":"BASE"},{"$f":"'ورودی نیروها'!D824","v":9},{"$f":"'ورودی نیروها'!E824","v":"ACIS80"},"9 - ACIS80",{"$f":"ABS('ورودی نیروها'!H824)","v":125215.16},{"$f":"ABS('ورودی نیروها'!I824)","v":3975979.38},{"$f":"ABS('ورودی نیروها'!J824)","v":884489.17500000005},{"$f":"VLOOKUP(C831,'ورودی نیروها'!M$4:P$1000000,2,FALSE)","v":70},{"$f":"VLOOKUP(C831,'ورودی نیروها'!M$4:P$1000000,3,FALSE)","v":45},{"$f":"VLOOKUP(C831,'ورودی نیروها'!M$4:P$1000000,4,FALSE)","v":2},160,90,{"$f":"IF(VLOOKUP(C831,'ورودی نیروها'!M$4:Q$1048576,5,FALSE)=0,IF(K831=1,2*L831+2*M831,IF(K831=2,L831+2*M831,IF(K831=3,2*L831+M831,L831+M831))),VLOOKUP(C831,'ورودی نیروها'!M$4:Q$1048576,5,FALSE))","v":340},1566000,563760,1680000,1801500,1.5555555555555556,30,12.570053699169309,0.47058823529411764,0.33333333333333337,1871049.1199999999,294829.72500000003,30600,7.5863678428096968,0.60352708304746872,"-","-","-","-","-"]
[null,{"$f":"'ورودی نیروها'!C825","v":"BASE"},{"$f":"'ورودی نیروها'!D825","v":9},{"$f":"'ورودی نیروها'!E825","v":"ACIS81"},"9 - ACIS81",{"$f":"ABS('ورودی نیروها'!H825)","v":101175.44},{"$f":"ABS('ورودی نیروها'!I825)","v":3392507.5449999999},{"$f":"ABS('ورودی نیروها'!J825)","v":601614.28799999994},{"$f":"VLOOKUP(C832,'ورودی نیروها'!M$4:P$1000000,2,FALSE)","v":70},{"$f":"VLOOKUP(C832,'ورودی نیروها'!M$4:P$1000000,3,FALSE)","v":45},{"$f":"VLOOKUP(C832,'ورودی نیروها'!M$4:P$1000000,4,FALSE)","v":2},160,90,{"$f":"IF(VLOOKUP(C832,'ورودی نیروها'!M$4:Q$1048576,5,FALSE)=0,IF(K832=1,2*L832+2*M832,IF(K832=2,L832+2*M832,IF(K832=3,2*L832+M832,L832+M832))),VLOOKUP(C832,'ورودی نیروها'!M$4:Q$1048576,5,FALSE))","v":340},1566000,563760,1680000,1801500,1.5555555555555556,30,12.570053699169309,0.47058823529411764,0.33333333333333337,1596474.1388235292,200538.09599999999,30600,6.2575877833998135,0.49781710827642256,"-","-","-","-","-"]
[null,{"$f":"'ورودی نیروها'!C826","v":"BASE"},{"$f":"'ورودی نیروها'!D826","v":9},{"$f":"'ورودی نیروها'!E826","v":"ACIS82"},"9 - ACIS82",{"$f":"ABS('ورودی نیروها'!H826)","v":48950.11},{"$f":"ABS('ورودی نیروها'!I826)","v":3419687.2829999998},{"$f":"ABS('ورودی نیروها'!J826)","v":678354.56599999999},{"$f":"VLOOKUP(C833,'ورودی نیروها'!M$4:P$1000000,2,FALSE)","v":70},{"$f":"VLOOKUP(C833,'ورودی نیروها'!M$4:P$1000000,3,FALSE)","v":45},{"$f":"VLOOKUP(C833,'ورودی نیروها'!M$4:P$1000000,4,FALSE)","v":2},160,90,{"$f":"IF(VLOOKUP(C833,'ورودی نیروها'!M$4:Q$1048576,5,FALSE)=0,IF(K833=1,2*L833+2*M833,IF(K833=2,L833+2*M833,IF(K833=3,2*L833+M833,L833+M833))),VLOOKUP(C833,'ورودی نیروها'!M$4:Q$1048576,5,FALSE))","v":340},1566000,563760,1680000,1801500,1.5555555555555556,30,12.570053699169309,0.47058823529411764,0.33333333333333337,1609264.6037647058,226118.18866666668,30600,4.5887916820201511,0.36505744460927808,"-","-","-","-","-"]
[null,{"$f":"'ورودی نیروها'!C827","v":"BASE"},{"$f":"'ورودی نیروها'!D827","v":9},{"$f":"'ورودی نیروها'!E827","v":"ACIS83"},"9 - ACIS83",{"$f":"ABS('ورودی نیروها'!H827)","v":117774.94},{"$f":"ABS('ورودی نیروها'!I827)","v":3475334.682},{"$f":"ABS('ورودی نیروها'!J827)","v":875728.09299999999},{"$f":"VLOOKUP(C834,'ورودی نیروها'!M$4:P$1000000,2,FALSE)","v":70},{"$f":"VLOOKUP(C834,'ورودی نیروها'!M$4:P$1000000,3,FALSE)","v":45},{"$f":"VLOOKUP(C834,'ورودی نیروها'!M$4:P$1000000,4,FALSE)","v":2},160,90,{"$f":"IF(VLOOKUP(C834,'ورودی نیروها'!M$4:Q$1048576,5,FALSE)=0,IF(K834=1,2*L834+2*M834,IF(K834=2,L834+2*M834,IF(K834=3,2*L834+M834,L834+M834))),VLOOKUP(C834,'ورودی نیروها'!M$4:Q$1048576,5,FALSE))","v":340},1566000,563760,1680000,1801500,1.5555555555555556,30,12.570053699169309,0.47058823529411764,0.33333333333333337,1635451.6150588235,291909.36433333339,30600,6.9235811844053519,0.55079965051087221,"-","-","-","-","-"]
[null,{"$f":"'ورودی نیروها'!C828","v":"BASE"},{"$f":"'ورودی نیروها'!D828","v":9},{"$f":"'ورودی نیروها'!E828","v":"ACIS84"},"9 - ACIS84",{"$f":"ABS('ورودی نیروها'!H828)","v":65549.61},{"$f":"ABS('ورودی نیروها'!I828)","v":3502514.4210000001},{"$f":"ABS('ورودی نیروها'!J828)","v":798987.81599999999},{"$f":"VLOOKUP(C835,'ورودی نیروها'!M$4:P$1000000,2,FALSE)","v":70},{"$f":"VLOOKUP(C835,'ورودی نیروها'!M$4:P$1000000,3,FALSE)","v":45},{"$f":"VLOOKUP(C835,'ورودی نیروها'!M$4:P$1000000,4,FALSE)","v":2},160,90,{"$f":"IF(VLOOKUP(C835,'ورودی نیروها'!M$4:Q$1048576,5,FALSE)=0,IF(K835=1,2*L835+2*M835,IF(K835=2,L835+2*M835,IF(K835=3,2*L835+M835,L835+M835))),VLOOKUP(C835,'ورودی نیروها'!M$4:Q$1048576,5,FALSE))","v":340},1566000,563760,1680000,1801500,1.5555555555555556,30,12.570053699169309,0.47058823529411764,0.33333333333333337,1648242.0804705883,266329.27200000006,30600,5.2243325927889925,0.4156173647161302,"-","-","-","-","-"]
[null,{"$f":"'ورودی نیروها'!C829","v":"BASE"},{"$f":"'ورودی نیروها'!D829","v":9},{"$f":"'ورودی نیروها'!E829","v":"ACIS85"},"9 - ACIS85",{"$f":"ABS('ورودی نیروها'!H829)","v":158330.1},{"$f":"ABS('ورودی نیروها'!I829)","v":3620021.87},{"$f":"ABS('ورودی نیروها'!J829)","v":470482.56599999999},{"$f":"VLOOKUP(C836,'ورودی نیروها'!M$4:P$1000000,2,FALSE)","v":70},{"$f":"VLOOKUP(C836,'ورودی نیروها'!M$4:P$1000000,3,FALSE)","v":45},{"$f":"VLOOKUP(C836,'ورودی نیروها'!M$4:P$1000000,4,FALSE)","v":2},160,90,{"$f":"IF(VLOOKUP(C836,'ورودی نیروها'!M$4:Q$1048576,5,FALSE)=0,IF(K836=1,2*L836+2*M836,IF(K836=2,L836+2*M836,IF(K836=3,2*L836+M836,L836+M836))),VLOOKUP(C836,'ورودی نیروها'!M$4:Q$1048576,5,FALSE))","v":340},1566000,563760,1680000,1801500,1.5555555555555556,30,12.570053699169309,0.47058823529411764,0.33333333333333337,1703539.7035294117,156827.52200000003,30600,8.2892823067332131,0.6594468492430553,"-","-","-","-","-"]
[null,{"$f":"'ورودی نیروها'!C830","v":"BASE"},{"$f":"'ورودی نیروها'!D830","v":9},{"$f":"'ورودی نیروها'!E830","v":"ACIS86"},"9 - ACIS86",{"$f":"ABS('ورودی نیروها'!H830)","v":106104.78},{"$f":"ABS('ورودی نیروها'!I830)","v":3592842.13},{"$f":"ABS('ورودی نیروها'!J830)","v":547222.84400000004},{"$f":"VLOOKUP(C837,'ورودی نیروها'!M$4:P$1000000,2,FALSE)","v":70},{"$f":"VLOOKUP(C837,'ورودی نیروها'!M$4:P$1000000,3,FALSE)","v":45},{"$f":"VLOOKUP(C837,'ورودی نیروها'!M$4:P$1000000,4,FALSE)","v":2},160,90,{"$f":"IF(VLOOKUP(C837,'ورودی نیروها'!M$4:Q$1048576,5,FALSE)=0,IF(K837=1,2*L837+2*M837,IF(K837=2,L837+2*M837,IF(K837=3,2*L837+M837,L837+M837))),VLOOKUP(C837,'ورودی نیروها'!M$4:Q$1048576,5,FALSE))","v":340},1566000,563760,1680000,1801500,1.5555555555555556,30,12.570053699169309,0.47058823529411764,0.33333333333333337,1690749.2376470587,182407.61466666669,30600,6.5751109630727296,0.52307739651957452,"-","-","-","-","-"]
[null,{"$f":"'ورودی نیروها'!C831","v":"BASE"},{"$f":"'ورودی نیروها'!D831","v":9},{"$f":"'ورودی نیروها'!E831","v":"ACIS87"},"9 - ACIS87",{"$f":"ABS('ورودی نیروها'!H831)","v":174929.6},{"$f":"ABS('ورودی نیروها'!I831)","v":3537194.73},{"$f":"ABS('ورودی نیروها'!J831)","v":1006859.8149999999},{"$f":"VLOOKUP(C838,'ورودی نیروها'!M$4:P$1000000,2,FALSE)","v":70},{"$f":"VLOOKUP(C838,'ورودی نیروها'!M$4:P$1000000,3,FALSE)","v":45},{"$f":"VLOOKUP(C838,'ورودی نیروها'!M$4:P$1000000,4,FALSE)","v":2},160,90,{"$f":"IF(VLOOKUP(C838,'ورودی نیروها'!M$4:Q$1048576,5,FALSE)=0,IF(K838=1,2*L838+2*M838,IF(K838=2,L838+2*M838,IF(K838=3,2*L838+M838,L838+M838))),VLOOKUP(C838,'ورودی نیروها'!M$4:Q$1048576,5,FALSE))","v":340},1566000,563760,1680000,1801500,1.5555555555555556,30,12.570053699169309,0.47058823529411764,0.33333333333333337,1664562.2258823528,335619.93833333335,30600,8.8690352608098468,0.70556860559760026,"-","-","-","-","-"]
[null,{"$f":"'ورودی نیروها'!C832","v":"BASE"},{"$f":"'ورودی نیروها'!D832","v":9},{"$f":"'ورودی نیروها'!E832","v":"ACIS88"},"9 - ACIS88",{"$f":"ABS('ورودی نیروها'!H832)","v":122704.28},{"$f":"ABS('ورودی نیروها'!I832)","v":3510014.99},{"$f":"ABS('ورودی نیروها'!J832)","v":930119.53799999994},{"$f":"VLOOKUP(C839,'ورودی نیروها'!M$4:P$1000000,2,FALSE)","v":70},{"$f":"VLOOKUP(C839,'ورودی نیروها'!M$4:P$1000000,3,FALSE)","v":45},{"$f":"VLOOKUP(C839,'ورودی نیروها'!M$4:P$1000000,4,FALSE)","v":2},160,90,{"$f":"IF(VLOOKUP(C839,'ورودی نیروها'!M$4:Q$1048576,5,FALSE)=0,IF(K839=1,2*L839+2*M839,IF(K839=2,L839+2*M839,IF(K839=3,2*L839+M839,L839+M839))),VLOOKUP(C839,'ورودی نیروها'!M$4:Q$1048576,5,FALSE))","v":340},1566000,563760,1680000,1801500,1.5555555555555556,30,12.570053699169309,0.47058823529411764,0.33333333333333337,1651771.76,310039.84600000002,30600,7.1244114260779368,0.5667765306801158,"-","-","-","-","-"]
[null,{"$f":"'ورودی نیروها'!C833","v":"BASE"},{"$f":"'ورودی نیروها'!D833","v":9},{"$f":"'ورودی نیروها'!E833","v":"ACIS89"},"9 - ACIS89",{"$f":"ABS('ورودی نیروها'!H833)","v":96153.66},{"$f":"ABS('ورودی نیروها'!I833)","v":4324436.3260000004},{"$f":"ABS('ورودی نیروها'!J833)","v":510353.56199999998},{"$f":"VLOOKUP(C840,'ورودی نیروها'!M$4:P$1000000,2,FALSE)","v":70},{"$f":"VLOOKUP(C840,'ورودی نیروها'!M$4:P$1000000,3,FALSE)","v":45},{"$f":"VLOOKUP(C840,'ورودی نیروها'!M$4:P$1000000,4,FALSE)","v":2},160,90,{"$f":"IF(VLOOKUP(C840,'ورودی نیروها'!M$4:Q$1048576,5,FALSE)=0,IF(K840=1,2*L840+2*M840,IF(K840=2,L840+2*M840,IF(K840=3,2*L840+M840,L840+M840))),VLOOKUP(C840,'ورودی نیروها'!M$4:Q$1048576,5,FALSE))","v":340},1566000,563760,1680000,1801500,1.5555555555555556,30,12.570053699169309,0.47058823529411764,0.33333333333333337,2035028.8592941179,170117.85400000002,30600,6.853280356260159,0.5452069275338941,"-","-","-","-","-"]
[null,{"$f":"'ورودی نیروها'!C834","v":"BASE"},{"$f":"'ورودی نیروها'!D834","v":9},{"$f":"'ورودی نیروها'!E834","v":"ACIS90"},"9 - ACIS90",{"$f":"ABS('ورودی نیروها'!H834)","v":43928.34},{"$f":"ABS('ورودی نیروها'!I834)","v":4351616.0650000004},{"$f":"ABS('ورودی نیروها'!J834)","v":587093.84},{"$f":"VLOOKUP(C841,'ورودی نیروها'!M$4:P$1000000,2,FALSE)","v":70},{"$f":"VLOOKUP(C841,'ورودی نیروها'!M$4:P$1000000,3,FALSE)","v":45},{"$f":"VLOOKUP(C841,'ورودی نیروها'!M$4:P$1000000,4,FALSE)","v":2},160,90,{"$f":"IF(VLOOKUP(C841,'ورودی نیروها'!M$4:Q$1048576,5,FALSE)=0,IF(K841=1,2*L841+2*M841,IF(K841=2,L841+2*M841,IF(K841=3,2*L841+M841,L841+M841))),VLOOKUP(C841,'ورودی نیروها'!M$4:Q$1048576,5,FALSE))","v":340},1566000,563760,1680000,1801500,1.5555555555555556,30,12.570053699169309,0.47058823529411764,0.33333333333333337,2047819.3247058825,195697.94666666668,30600,5.1844845825126136,0.41244728993124585,"-","-","-","-","-"]
[null,{"$f":"'ورودی نیروها'!C835","v":"BASE"},{"$f":"'ورودی نیروها'!D835","v":9},{"$f":"'ورودی نیروها'!E835","v":"ACIS91"},"9 - ACIS91",{"$f":"ABS('ورودی نیروها'!H835)","v":112753.16},{"$f":"ABS('ورودی نیروها'!I835)","v":4407263.4630000005},{"$f":"ABS('ورودی نیروها'!J835)","v":966988.81900000002},{"$f":"VLOOKUP(C842,'ورودی نیروها'!M$4:P$1000000,2,FALSE)","v":70},{"$f":"VLOOKUP(C842,'ورودی نیروها'!M$4:P$1000000,3,FALSE)","v":45},{"$f":"VLOOKUP(C842,'ورودی نیروها'!M$4:P$1000000,4,FALSE)","v":2},160,90,{"$f":"IF(VLOOKUP(C842,'ورودی نیروها'!M$4:Q$1048576,5,FALSE)=0,IF(K842=1,2*L842+2*M842,IF(K842=2,L842+2*M842,IF(K842=3,2*L842+M842,L842+M842))),VLOOKUP(C842,'ورودی نیروها'!M$4:Q$1048576,5,FALSE))","v":340},1566000,563760,1680000,1801500,1.5555555555555556,30,12.570053699169309,0.47058823529411764,0.33333333333333337,2074006.3355294119,322329.60633333336,30600,7.555488331075221,0.60107048958546017,"-","-","-","-","-"]
[null,{"$f":"'ورودی نیروها'!C836","v":"BASE"},{"$f":"'ورودی نیروها'!D836","v":9},{"$f":"'ورودی نیروها'!E836","v":"ACIS92"},"9 - ACIS92",{"$f":"ABS('ورودی نیروها'!H836)","v":60527.839999999997},{"$f":"ABS('ورودی نیروها'!I836)","v":4434443.2019999996},{"$f":"ABS('ورودی نیروها'!J836)","v":890248.54200000002},{"$f":"VLOOKUP(C843,'ورودی نیروها'!M$4:P$1000000,2,FALSE)","v":70},{"$f":"VLOOKUP(C843,'ورودی نیروها'!M$4:P$1000000,3,FALSE)","v":45},{"$f":"VLOOKUP(C843,'ورودی نیروها'!M$4:P$1000000,4,FALSE)","v":2},160,90,{"$f":"IF(VLOOKUP(C843,'ورودی نیروها'!M$4:Q$1048576,5,FALSE)=0,IF(K843=1,2*L843+2*M843,IF(K843=2,L843+2*M843,IF(K843=3,2*L843+M843,L843+M843))),VLOOKUP(C843,'ورودی نیروها'!M$4:Q$1048576,5,FALSE))","v":340},1566000,563760,1680000,1801500,1.5555555555555556,30,12.570053699169309,0.47058823529411764,0.33333333333333337,2086796.8009411762,296749.51400000002,30600,5.8562400662562464,0.46588822978880795,"-","-","-","-","-"]
[null,{"$f":"'ورودی نیروها'!C837","v":"BASE"},{"$f":"'ورودی نیروها'!D837","v":9},{"$f":"'ورودی نیروها'!E837","v":"ACIS93"},{"$f":"CONCATENATE(C844,\" - \",D844)","v":"9 - ACIS93"},{"$f":"ABS('ورودی نیروها'!H837)","v":163351.88},{"$f":"ABS('ورودی نیروها'!I837)","v":4551950.6500000004},{"$f":"ABS('ورودی نیروها'!J837)","v":561743.29200000002},{"$f":"VLOOKUP(C844,'ورودی نیروها'!M$4:P$1000000,2,FALSE)","v":70},{"$f":"VLOOKUP(C844,'ورودی نیروها'!M$4:P$1000000,3,FALSE)","v":45},{"$f":"VLOOKUP(C844,'ورودی نیروها'!M$4:P$1000000,4,FALSE)","v":2},{"$f":"IF(OR(K844=1,K844=2),I844+$C$6,I844+($C$6/2))","v":160},{"$f":"IF(OR(K844=1,K844=3),J844+$C$6,J844+($C$6/2))","v":90},{"$f":"IF(VLOOKUP(C844,'ورودی نیروها'!M$4:Q$1048576,5,FALSE)=0,IF(K844=1,2*L844+2*M844,IF(K844=2,L844+2*M844,IF(K844=3,2*L844+M844,L844+M844))),VLOOKUP(C844,'ورودی نیروها'!M$4:Q$1048576,5,FALSE))","v":340},{"$f":"IF(K844=1,(L844*$C$6*(L844+3*M844)+$C$6^3)/3,IF(K844=2,(2*M844^2*$C$6*(M844+2*L844)+$C$6^3*(2*M844+L844))/(6*M844),IF(K844=3,M844*$C$6*(M844+6*L844)/6,($C$6*(L844+4*M844)+$C$6^3*(L844+M844))/(6*L844))))","v":1566000},{"$f":"IF(K844=1,(L844*$C$6*(L844+3*M844)+$C$6^3)/3,IF(K844=2,(2*M844^2*$C$6*(M844+2*L844)+$C$6^3*(2*M844+L844))/(6*(L844+M844)),IF(K844=3,(M844*$C$6*(M844+6*L844)+$C$6^3)/6,(L844^2*$C$6*(L844+4*M844)+$C$6^3*(L844+M844))/(6*(L844+2*M844)))))","v":563760},{"$f":"IF(K844=1,(M844*$C$6*(M844+3*L844)+$C$6^3)/3,IF(K844=2,L844*$C$6*(L844+6*M844)/6,IF(K844=3,(2*L844^2*$C$6*(L844+2*M844)+$C$6^3*(2*L844+M844))/(6*L844),($C$6*(M844+4*L844)+$C$6^3*(M844+L844))/(6*M844))))","v":1680000},{"$f":"IF(K844=1,(M844*$C$6*(M844+3*L844)+$C$6^3)/3,IF(K844=2,(L844*$C$6*(L844+6*M844)+$C$6^3)/6,IF(K844=3,(2*L844^2*$C$6*(L844+2*M844)+$C$6^3*(2*L844+M844))/(6*(M844+L844)),(M844^2*$C$6*(M844+4*L844)+$C$6^3*(M844+L844))/(6*(M844+2*L844)))))","v":1801500},{"$f":"MAX(I844:J844)/MIN(I844:J844)","v":1.5555555555555556},{"$f":"IF(K844=1,40,IF(K844=4,20,30))","v":30},{"$f":"MIN(0.53*$C$5*(1+(2/S844))*SQRT($C$4),0.53*$C$5*(1+((T844*$C$6)/(2*N844)))*SQRT($C$4),1.06*$C$5*SQRT($C$4))","v":12.570053699169309},{"$f":"1-(1/((1+(2/3)*SQRT(L844/M844))))","v":0.47058823529411764},{"$f":"1-(1/((1+(2/3)*SQRT(M844/L844))))","v":0.33333333333333337},{"$f":"V844*G844","v":2142094.4235294121},{"$f":"W844*H844","v":187247.76400000002},{"$f":"N844*$C$6","v":30600},{"$f":"(F844/Z844)+(X844/MIN(O844:P844))+(Y844/MIN(Q844:R844))","v":9.2494103676010297},{"$f":"AA844/U844","v":0.73582902579105736},{"$f":"IF(AB844<=1,\"-\",F844/$C$5)","v":"-"},{"$f":"IF(AB844<=1,\"-\",3*U844*N844*$C$6/$C$5)","v":"-"},{"$f":"IF(AB844<=1,\"-\",IF(AC844<=AD844,\"OK\",\"NOT OK\"))","v":"-"},{"$f":"IF(AB844<=1,\"-\",IF(OR($C$6>=15,$C$6>=16*($C$8/10)),\"OK\",\"NOT OK\"))","v":"-"},{"$f":"IF(OR(AE844=\"NOT OK\",AF844=\"NOT OK\"),\"CANT USE\",IF(AB844<=1,\"-\",(AA844-U844)*N844/($C$5*$C$7)))","v":"-"}]
[null,{"$f":"'ورودی نیروها'!C838","v":"BASE"},{"$f":"'ورودی نیروها'!D838","v":9},{"$f":"'ورودی نیروها'!E838","v":"ACIS94"},"9 - ACIS94",{"$f":"ABS('ورودی نیروها'!H838)","v":111126.55},{"$f":"ABS('ورودی نیروها'!I838)","v":4524770.91},{"$f":"ABS('ورودی نیروها'!J838)","v":638483.56999999995},{"$f":"VLOOKUP(C845,'ورودی نیروها'!M$4:P$1000000,2,FALSE)","v":70},{"$f":"VLOOKUP(C845,'ورودی نیروها'!M$4:P$1000000,3,FALSE)","v":45},{"$f":"VLOOKUP(C845,'ورودی نیروها'!M$4:P$1000000,4,FALSE)","v":2},160,90,{"$f":"IF(VLOOKUP(C845,'ورودی نیروها'!M$4:Q$1048576,5,FALSE)=0,IF(K845=1,2*L845+2*M845,IF(K845=2,L845+2*M845,IF(K845=3,2*L845+M845,L845+M845))),VLOOKUP(C845,'ورودی نیروها'!M$4:Q$1048576,5,FALSE))","v":340},1566000,563760,1680000,1801500,1.5555555555555556,30,12.570053699169309,0.47058823529411764,0.33333333333333337,2129303.9576470586,212827.85666666666,30600,7.5352386971431606,0.59945954706948679,"-","-","-","-","-"]
[null,{"$f":"'ورودی نیروها'!C839","v":"BASE"},{"$f":"'ورودی نیروها'!D839","v":9},{"$f":"'ورودی نیروها'!E839","v":"ACIS95"},"9 - ACIS95",{"$f":"ABS('ورودی نیروها'!H839)","v":179951.38},{"$f":"ABS('ورودی نیروها'!I839)","v":4469123.51},{"$f":"ABS('ورودی نیروها'!J839)","v":915599.08900000004},{"$f":"VLOOKUP(C846,'ورودی نیروها'!M$4:P$1000000,2,FALSE)","v":70},{"$f":"VLOOKUP(C846,'ورودی نیروها'!M$4:P$1000000,3,FALSE)","v":45},{"$f":"VLOOKUP(C846,'ورودی نیروها'!M$4:P$1000000,4,FALSE)","v":2},160,90,{"$f":"IF(VLOOKUP(C846,'ورودی نیروها'!M$4:Q$1048576,5,FALSE)=0,IF(K846=1,2*L846+2*M846,IF(K846=2,L846+2*M846,IF(K846=3,2*L846+M846,L846+M846))),VLOOKUP(C846,'ورودی نیروها'!M$4:Q$1048576,5,FALSE))","v":340},1566000,563760,1680000,1801500,1.5555555555555556,30,12.570053699169309,0.47058823529411764,0.33333333333333337,2103116.945882353,305199.69633333338,30600,9.7929487478681398,0.77906976232848602,"-","-","-","-","-"]
[null,{"$f":"'ورودی نیروها'!C840","v":"BASE"},{"$f":"'ورودی نیروها'!D840","v":9},{"$f":"'ورودی نیروها'!E840","v":"ACIS96"},"9 - ACIS96",{"$f":"ABS('ورودی نیروها'!H840)","v":127726.05},{"$f":"ABS('ورودی نیروها'!I840)","v":4441943.78},{"$f":"ABS('ورودی نیروها'!J840)","v":838858.81200000003},{"$f":"VLOOKUP(C847,'ورودی نیروها'!M$4:P$1000000,2,FALSE)","v":70},{"$f":"VLOOKUP(C847,'ورودی نیروها'!M$4:P$1000000,3,FALSE)","v":45},{"$f":"VLOOKUP(C847,'ورودی نیروها'!M$4:P$1000000,4,FALSE)","v":2},160,90,{"$f":"IF(VLOOKUP(C847,'ورودی نیروها'!M$4:Q$1048576,5,FALSE)=0,IF(K847=1,2*L847+2*M847,IF(K847=2,L847+2*M847,IF(K847=3,2*L847+M847,L847+M847))),VLOOKUP(C847,'ورودی نیروها'!M$4:Q$1048576,5,FALSE))","v":340},1566000,563760,1680000,1801500,1.5555555555555556,30,12.570053699169309,0.47058823529411764,0.33333333333333337,2090326.4847058824,279619.60400000005,30600,8.048324594686159,0.64027766207697523,"-","-","-","-","-"]
[null,{"$f":"'ورودی نیروها'!C841","v":"BASE"},{"$f":"'ورودی نیروها'!D841","v":10},{"$f":"'ورودی نیروها'!E841","v":"ACIB01"},"10 - ACIB01",{"$f":"ABS('ورودی نیروها'!H841)","v":238714.91},{"$f":"ABS('ورودی نیروها'!I841)","v":53923.663},{"$f":"ABS('ورودی نیروها'!J841)","v":190819.152},{"$f":"VLOOKUP(C848,'ورودی نیروها'!M$4:P$1000000,2,FALSE)","v":70},{"$f":"VLOOKUP(C848,'ورودی نیروها'!M$4:P$1000000,3,FALSE)","v":45},{"$f":"VLOOKUP(C848,'ورودی نیروها'!M$4:P$1000000,4,FALSE)","v":1},160,135,{"$f":"IF(VLOOKUP(C848,'ورودی نیروها'!M$4:Q$1048576,5,FALSE)=0,IF(K848=1,2*L848+2*M848,IF(K848=2,L848+2*M848,IF(K848=3,2*L848+M848,L848+M848))),VLOOKUP(C848,'ورودی نیروها'!M$4:Q$1048576,5,FALSE))","v":590},2955000,2955000,2733750,2733750,1.5555555555555556,40,12.570053699169309,0.420550099829468,0.37979589711327122,22677.601857820591,72472.331020233658,53100,4.529757234634932,0.3603610090332614,"-","-","-","-","-"]
[null,{"$f":"'ورودی نیروها'!C842","v":"BASE"},{"$f":"'ورودی نیروها'!D842","v":10},{"$f":"'ورودی نیروها'!E842","v":"ACIB02"},"10 - ACIB02",{"$f":"ABS('ورودی نیروها'!H842)","v":287604.71000000002},{"$f":"ABS('ورودی نیروها'!I842)","v":98574.775999999998},{"$f":"ABS('ورودی نیروها'!J842)","v":251537.364},{"$f":"VLOOKUP(C849,'ورودی نیروها'!M$4:P$1000000,2,FALSE)","v":70},{"$f":"VLOOKUP(C849,'ورودی نیروها'!M$4:P$1000000,3,FALSE)","v":45},{"$f":"VLOOKUP(C849,'ورودی نیروها'!M$4:P$1000000,4,FALSE)","v":1},160,135,{"$f":"IF(VLOOKUP(C849,'ورودی نیروها'!M$4:Q$1048576,5,FALSE)=0,IF(K849=1,2*L849+2*M849,IF(K849=2,L849+2*M849,IF(K849=3,2*L849+M849,L849+M849))),VLOOKUP(C849,'ورودی نیروها'!M$4:Q$1048576,5,FALSE))","v":590},2955000,2955000,2733750,2733750,1.5555555555555556,40,12.570053699169309,0.420550099829468,0.37979589711327122,41455.631887467447,95532.858817887449,53100,5.4652592548986156,0.43478408173067606,"-","-","-","-","-"]
[null,{"$f":"'ورودی نیروها'!C843","v":"BASE"},{"$f":"'ورودی نیروها'!D843","v":10},{"$f":"'ورودی نیروها'!E843","v":"ACIS01"},"10 - ACIS01",{"$f":"ABS('ورودی نیروها'!H843)","v":162159.87},{"$f":"ABS('ورودی نیروها'!I843)","v":1130470.6259999999},{"$f":"ABS('ورودی نیروها'!J843)","v":3447188.68},{"$f":"VLOOKUP(C850,'ورودی نیروها'!M$4:P$1000000,2,FALSE)","v":70},{"$f":"VLOOKUP(C850,'ورودی نیروها'!M$4:P$1000000,3,FALSE)","v":45},{"$f":"VLOOKUP(C850,'ورودی نیروها'!M$4:P$1000000,4,FALSE)","v":1},160,135,{"$f":"IF(VLOOKUP(C850,'ورودی نیروها'!M$4:Q$1048576,5,FALSE)=0,IF(K850=1,2*L850+2*M850,IF(K850=2,L850+2*M850,IF(K850=3,2*L850+M850,L850+M850))),VLOOKUP(C850,'ورودی نیروها'!M$4:Q$1048576,5,FALSE))","v":590},2955000,2955000,2733750,2733750,1.5555555555555556,40,12.570053699169309,0.420550099829468,0.37979589711327122,475419.53461858118,1309228.1172393132,53100,3.6936575589636469,0.29384580586220899,"-","-","-","-","-"]
[null,{"$f":"'ورودی نیروها'!C844","v":"BASE"},{"$f":"'ورودی نیروها'!D844","v":10},{"$f":"'ورودی نیروها'!E844","v":"ACIS02"},"10 - ACIS02",{"$f":"ABS('ورودی نیروها'!H844)","v":92310.31},{"$f":"ABS('ورودی نیروها'!I844)","v":1146600.7050000001},{"$f":"ABS('ورودی نیروها'!J844)","v":3389741.16},{"$f":"VLOOKUP(C851,'ورودی نیروها'!M$4:P$1000000,2,FALSE)","v":70},{"$f":"VLOOKUP(C851,'ورودی نیروها'!M$4:P$1000000,3,FALSE)","v":45},{"$f":"VLOOKUP(C851,'ورودی نیروها'!M$4:P$1000000,4,FALSE)","v":1},160,135,{"$f":"IF(VLOOKUP(C851,'ورودی نیروها'!M$4:Q$1048576,5,FALSE)=0,IF(K851=1,2*L851+2*M851,IF(K851=2,L851+2*M851,IF(K851=3,2*L851+M851,L851+M851))),VLOOKUP(C851,'ورودی نیروها'!M$4:Q$1048576,5,FALSE))","v":590},2955000,2955000,2733750,2733750,1.5555555555555556,40,12.570053699169309,0.420550099829468,0.37979589711327122,482203.04095228843,1287409.7848439808,53100,2.3725377867320465,0.18874523876448002,"-","-","-","-","-"]
[null,{"$f":"'ورودی نیروها'!C845","v":"BASE"},{"$f":"'ورودی نیروها'!D845","v":10},{"$f":"'ورودی نیروها'!E845","v":"ACIS03"},"10 - ACIS03",{"$f":"ABS('ورودی نیروها'!H845)","v":185795.94},{"$f":"ABS('ورودی نیروها'!I845)","v":1368498.767},{"$f":"ABS('ورودی نیروها'!J845)","v":3428250.45},{"$f":"VLOOKUP(C852,'ورودی نیروها'!M$4:P$1000000,2,FALSE)","v":70},{"$f":"VLOOKUP(C852,'ورودی نیروها'!M$4:P$1000000,3,FALSE)","v":45},{"$f":"VLOOKUP(C852,'ورودی نیروها'!M$4:P$1000000,4,FALSE)","v":1},160,135,{"$f":"IF(VLOOKUP(C852,'ورودی نیروها'!M$4:Q$1048576,5,FALSE)=0,IF(K852=1,2*L852+2*M852,IF(K852=2,L852+2*M852,IF(K852=3,2*L852+M852,L852+M852))),VLOOKUP(C852,'ورودی نیروها'!M$4:Q$1048576,5,FALSE))","v":590},2955000,2955000,2733750,2733750,1.5555555555555556,40,12.570053699169309,0.420550099829468,0.37979589711327122,575522.29307835386,1302035.4551867258,53100,4.1700259491099718,0.33174289059604795,"-","-","-","-","-"]
[null,{"$f":"'ورودی نیروها'!C846","v":"BASE"},{"$f":"'ورودی نیروها'!D846","v":10},{"$f":"'ورودی نیروها'!E846","v":"ACIS04"},"10 - ACIS04",{"$f":"ABS('ورودی نیروها'!H846)","v":115946.39},{"$f":"ABS('ورودی نیروها'!I846)","v":1352368.6869999999},{"$f":"ABS('ورودی نیروها'!J846)","v":3370802.93},{"$f":"VLOOKUP(C853,'ورودی نیروها'!M$4:P$1000000,2,FALSE)","v":70},{"$f":"VLOOKUP(C853,'ورودی نیروها'!M$4:P$1000000,3,FALSE)","v":45},{"$f":"VLOOKUP(C853,'ورودی نیروها'!M$4:P$1000000,4,FALSE)","v":1},160,135,{"$f":"IF(VLOOKUP(C853,'ورودی نیروها'!M$4:Q$1048576,5,FALSE)=0,IF(K853=1,2*L853+2*M853,IF(K853=2,L853+2*M853,IF(K853=3,2*L853+M853,L853+M853))),VLOOKUP(C853,'ورودی نیروها'!M$4:Q$1048576,5,FALSE))","v":590},2955000,2955000,2733750,2733750,1.5555555555555556,40,12.570053699169309,0.420550099829468,0.37979589711327122,568738.78632409649,1280217.1227913932,53100,2.8443151594195588,0.2262770889839178,"-","-","-","-","-"]
[null,{"$f":"'ورودی نیروها'!C847","v":"BASE"},{"$f":"'ورودی نیروها'!D847","v":10},{"$f":"'ورودی نیروها'!E847","v":"ACIS05"},"10 - ACIS05",{"$f":"ABS('ورودی نیروها'!H847)","v":397019.08},{"$f":"ABS('ورودی نیروها'!I847)","v":1194485.0049999999},{"$f":"ABS('ورودی نیروها'!J847)","v":2933711.7689999999},{"$f":"VLOOKUP(C854,'ورودی نیروها'!M$4:P$1000000,2,FALSE)","v":70},{"$f":"VLOOKUP(C854,'ورودی نیروها'!M$4:P$1000000,3,FALSE)","v":45},{"$f":"VLOOKUP(C854,'ورودی نیروها'!M$4:P$1000000,4,FALSE)","v":1},160,135,{"$f":"IF(VLOOKUP(C854,'ورودی نیروها'!M$4:Q$1048576,5,FALSE)=0,IF(K854=1,2*L854+2*M854,IF(K854=2,L854+2*M854,IF(K854=3,2*L854+M854,L854+M854))),VLOOKUP(C854,'ورودی نیروها'!M$4:Q$1048576,5,FALSE))","v":590},2955000,2955000,2733750,2733750,1.5555555555555556,40,12.570053699169309,0.420550099829468,0.37979589711327122,502340.78809755255,1114211.6931791168,53100,8.0543920087978709,0.64076035007950238,"-","-","-","-","-"]
[null,{"$f":"'ورودی نیروها'!C848","v":"BASE"},{"$f":"'ورودی نیروها'!D848","v":10},{"$f":"'ورودی نیروها'!E848","v":"ACIS06"},"10 - ACIS06",{"$f":"ABS('ورودی نیروها'!H848)","v":327169.53000000003},{"$f":"ABS('ورودی نیروها'!I848)","v":1210615.085},{"$f":"ABS('ورودی نیروها'!J848)","v":2991159.29},{"$f":"VLOOKUP(C855,'ورودی نیروها'!M$4:P$1000000,2,FALSE)","v":70},{"$f":"VLOOKUP(C855,'ورودی نیروها'!M$4:P$1000000,3,FALSE)","v":45},{"$f":"VLOOKUP(C855,'ورودی نیروها'!M$4:P$1000000,4,FALSE)","v":1},160,135,{"$f":"IF(VLOOKUP(C855,'ورودی نیروها'!M$4:Q$1048576,5,FALSE)=0,IF(K855=1,2*L855+2*M855,IF(K855=2,L855+2*M855,IF(K855=3,2*L855+M855,L855+M855))),VLOOKUP(C855,'ورودی نیروها'!M$4:Q$1048576,5,FALSE))","v":590},2955000,2955000,2733750,2733750,1.5555555555555556,40,12.570053699169309,0.420550099829468,0.37979589711327122,509124.29485180986,1136030.0259542454,53100,6.7492346253692075,0.53692965733433817,"-","-","-","-","-"]
[null,{"$f":"'ورودی نیروها'!C849","v":"BASE"},{"$f":"'ورودی نیروها'!D849","v":10},{"$f":"'ورودی نیروها'!E849","v":"ACIS07"},"10 - ACIS07",{"$f":"ABS('ورودی نیروها'!H849)","v":420655.16},{"$f":"ABS('ورودی نیروها'!I849)","v":1304484.3870000001},{"$f":"ABS('ورودی نیروها'!J849)","v":2952650.003},{"$f":"VLOOKUP(C856,'ورودی نیروها'!M$4:P$1000000,2,FALSE)","v":70},{"$f":"VLOOKUP(C856,'ورودی نیروها'!M$4:P$1000000,3,FALSE)","v":45},{"$f":"VLOOKUP(C856,'ورودی نیروها'!M$4:P$1000000,4,FALSE)","v":1},160,135,{"$f":"IF(VLOOKUP(C856,'ورودی نیروها'!M$4:Q$1048576,5,FALSE)=0,IF(K856=1,2*L856+2*M856,IF(K856=2,L856+2*M856,IF(K856=3,2*L856+M856,L856+M856))),VLOOKUP(C856,'ورودی نیروها'!M$4:Q$1048576,5,FALSE))","v":590},2955000,2955000,2733750,2733750,1.5555555555555556,40,12.570053699169309,0.420550099829468,0.37979589711327122,548601.03917883243,1121404.3567508881,53100,8.5178018944446077,0.67762653193816558,"-","-","-","-","-"]
[null,{"$f":"'ورودی نیروها'!C850","v":"BASE"},{"$f":"'ورودی نیروها'!D850","v":10},{"$f":"'ورودی نیروها'!E850","v":"ACIS08"},"10 - ACIS08",{"$f":"ABS('ورودی نیروها'!H850)","v":350805.6},{"$f":"ABS('ورودی نیروها'!I850)","v":1288354.307},{"$f":"ABS('ورودی نیروها'!J850)","v":3010097.523},{"$f":"VLOOKUP(C857,'ورودی نیروها'!M$4:P$1000000,2,FALSE)","v":70},{"$f":"VLOOKUP(C857,'ورودی نیروها'!M$4:P$1000000,3,FALSE)","v":45},{"$f":"VLOOKUP(C857,'ورودی نیروها'!M$4:P$1000000,4,FALSE)","v":1},160,135,{"$f":"IF(VLOOKUP(C857,'ورودی نیروها'!M$4:Q$1048576,5,FALSE)=0,IF(K857=1,2*L857+2*M857,IF(K857=2,L857+2*M857,IF(K857=3,2*L857+M857,L857+M857))),VLOOKUP(C857,'ورودی نیروها'!M$4:Q$1048576,5,FALSE))","v":590},2955000,2955000,2733750,2733750,1.5555555555555556,40,12.570053699169309,0.420550099829468,0.37979589711327122,541817.53242457507,1143222.6891462205,53100,7.2080531166280517,0.57343057469232572,"-","-","-","-","-"]
[null,{"$f":"'ورودی نیروها'!C851","v":"BASE"},{"$f":"'ورودی نیروها'!D851","v":10},{"$f":"'ورودی نیروها'!E851","v":"ACIS09"},"10 - ACIS09",{"$f":"ABS('ورودی نیروها'!H851)","v":163698.70000000001},{"$f":"ABS('ورودی نیروها'!I851)","v":1196998.8689999999},{"$f":"ABS('ورودی نیروها'!J851)","v":3394514.49},{"$f":"VLOOKUP(C858,'ورودی نیروها'!M$4:P$1000000,2,FALSE)","v":70},{"$f":"VLOOKUP(C858,'ورودی نیروها'!M$4:P$1000000,3,FALSE)","v":45},{"$f":"VLOOKUP(C858,'ورودی نیروها'!M$4:P$1000000,4,FALSE)","v":1},160,135,{"$f":"IF(VLOOKUP(C858,'ورودی نیروها'!M$4:Q$1048576,5,FALSE)=0,IF(K858=1,2*L858+2*M858,IF(K858=2,L858+2*M858,IF(K858=3,2*L858+M858,L858+M858))),VLOOKUP(C858,'ورودی نیروها'!M$4:Q$1048576,5,FALSE))","v":590},2955000,2955000,2733750,2733750,1.5555555555555556,40,12.570053699169309,0.420550099829468,0.37979589711327122,503397.9938537103,1289222.6759935485,53100,3.7247876356891036,0.29632233281034082,"-","-","-","-","-"]
[null,{"$f":"'ورودی نیروها'!C852","v":"BASE"},{"$f":"'ورودی نیروها'!D852","v":10},{"$f":"'ورودی نیروها'!E852","v":"ACIS10"},"10 - ACIS10",{"$f":"ABS('ورودی نیروها'!H852)","v":93849.14},{"$f":"ABS('ورودی نیروها'!I852)","v":1213128.949},{"$f":"ABS('ورودی نیروها'!J852)","v":3337066.97},{"$f":"VLOOKUP(C859,'ورودی نیروها'!M$4:P$1000000,2,FALSE)","v":70},{"$f":"VLOOKUP(C859,'ورودی نیروها'!M$4:P$1000000,3,FALSE)","v":45},{"$f":"VLOOKUP(C859,'ورودی نیروها'!M$4:P$1000000,4,FALSE)","v":1},160,135,{"$f":"IF(VLOOKUP(C859,'ورودی نیروها'!M$4:Q$1048576,5,FALSE)=0,IF(K859=1,2*L859+2*M859,IF(K859=2,L859+2*M859,IF(K859=3,2*L859+M859,L859+M859))),VLOOKUP(C859,'ورودی نیروها'!M$4:Q$1048576,5,FALSE))","v":590},2955000,2955000,2733750,2733750,1.5555555555555556,40,12.570053699169309,0.420550099829468,0.37979589711327122,510181.50060796761,1267404.3435982158,53100,2.4036678635998205,0.19122176572393376,"-","-","-","-","-"]
[null,{"$f":"'ورودی نیروها'!C853","v":"BASE"},{"$f":"'ورودی نیروها'!D853","v":10},{"$f":"'ورودی نیروها'!E853","v":"ACIS11"},"10 - ACIS11",{"$f":"ABS('ورودی نیروها'!H853)","v":187334.77},{"$f":"ABS('ورودی نیروها'!I853)","v":1301970.523},{"$f":"ABS('ورودی نیروها'!J853)","v":3375576.26},{"$f":"VLOOKUP(C860,'ورودی نیروها'!M$4:P$1000000,2,FALSE)","v":70},{"$f":"VLOOKUP(C860,'ورودی نیروها'!M$4:P$1000000,3,FALSE)","v":45},{"$f":"VLOOKUP(C860,'ورودی نیروها'!M$4:P$1000000,4,FALSE)","v":1},160,135,{"$f":"IF(VLOOKUP(C860,'ورودی نیروها'!M$4:Q$1048576,5,FALSE)=0,IF(K860=1,2*L860+2*M860,IF(K860=2,L860+2*M860,IF(K860=3,2*L860+M860,L860+M860))),VLOOKUP(C860,'ورودی نیروها'!M$4:Q$1048576,5,FALSE))","v":590},2955000,2955000,2733750,2733750,1.5555555555555556,40,12.570053699169309,0.420550099829468,0.37979589711327122,547543.83342267468,1282030.0139409609,53100,4.1822196742649336,0.33271295209672136,"-","-","-","-","-"]
[null,{"$f":"'ورودی نیروها'!C854","v":"BASE"},{"$f":"'ورودی نیروها'!D854","v":10},{"$f":"'ورودی نیروها'!E854","v":"ACIS12"},"10 - ACIS12",{"$f":"ABS('ورودی نیروها'!H854)","v":111232.76},{"$f":"ABS('ورودی نیروها'!I854)","v":1207950.791},{"$f":"ABS('ورودی نیروها'!J854)","v":2866400.5649999999},{"$f":"VLOOKUP(C861,'ورودی نیروها'!M$4:P$1000000,2,FALSE)","v":70},{"$f":"VLOOKUP(C861,'ورودی نیروها'!M$4:P$1000000,3,FALSE)","v":45},{"$f":"VLOOKUP(C861,'ورودی نیروها'!M$4:P$1000000,4,FALSE)","v":1},160,135,{"$f":"IF(VLOOKUP(C861,'ورودی نیروها'!M$4:Q$1048576,5,FALSE)=0,IF(K861=1,2*L861+2*M861,IF(K861=2,L861+2*M861,IF(K861=3,2*L861+M861,L861+M861))),VLOOKUP(C861,'ورودی نیروها'!M$4:Q$1048576,5,FALSE))","v":590},2955000,2955000,2733750,2733750,1.5555555555555556,40,12.570053699169309,0.420550099829468,0.37979589711327122,508003.82574413484,1088647.1740701625,53100,2.6649170624077239,0.21200522497241478,"-","-","-","-","-"]
[null,{"$f":"'ورودی نیروها'!C855","v":"BASE"},{"$f":"'ورودی نیروها'!D855","v":10},{"$f":"'ورودی نیروها'!E855","v":"ACIS13"},"10 - ACIS13",{"$f":"ABS('ورودی نیروها'!H855)","v":395480.25},{"$f":"ABS('ورودی نیروها'!I855)","v":1127956.7609999999},{"$f":"ABS('ورودی نیروها'!J855)","v":2881037.577},{"$f":"VLOOKUP(C862,'ورودی نیروها'!M$4:P$1000000,2,FALSE)","v":70},{"$f":"VLOOKUP(C862,'ورودی نیروها'!M$4:P$1000000,3,FALSE)","v":45},{"$f":"VLOOKUP(C862,'ورودی نیروها'!M$4:P$1000000,4,FALSE)","v":1},160,135,{"$f":"IF(VLOOKUP(C862,'ورودی نیروها'!M$4:Q$1048576,5,FALSE)=0,IF(K862=1,2*L862+2*M862,IF(K862=2,L862+2*M862,IF(K862=3,2*L862+M862,L862+M862))),VLOOKUP(C862,'ورودی نیروها'!M$4:Q$1048576,5,FALSE))","v":590},2955000,2955000,2733750,2733750,1.5555555555555556,40,12.570053699169309,0.420550099829468,0.37979589711327122,474362.32844187337,1094206.2511737603,53100,8.0086260349932434,0.63711947670696845,"-","-","-","-","-"]
[null,{"$f":"'ورودی نیروها'!C856","v":"BASE"},{"$f":"'ورودی نیروها'!D856","v":10},{"$f":"'ورودی نیروها'!E856","v":"ACIS14"},"10 - ACIS14",{"$f":"ABS('ورودی نیروها'!H856)","v":325630.7},{"$f":"ABS('ورودی نیروها'!I856)","v":1144086.841},{"$f":"ABS('ورودی نیروها'!J856)","v":2938485.0970000001},{"$f":"VLOOKUP(C863,'ورودی نیروها'!M$4:P$1000000,2,FALSE)","v":70},{"$f":"VLOOKUP(C863,'ورودی نیروها'!M$4:P$1000000,3,FALSE)","v":45},{"$f":"VLOOKUP(C863,'ورودی نیروها'!M$4:P$1000000,4,FALSE)","v":1},160,135,{"$f":"IF(VLOOKUP(C863,'ورودی نیروها'!M$4:Q$1048576,5,FALSE)=0,IF(K863=1,2*L863+2*M863,IF(K863=2,L863+2*M863,IF(K863=3,2*L863+M863,L863+M863))),VLOOKUP(C863,'ورودی نیروها'!M$4:Q$1048576,5,FALSE))","v":590},2955000,2955000,2733750,2733750,1.5555555555555556,40,12.570053699169309,0.420550099829468,0.37979589711327122,481145.83519613068,1116024.5835690929,53100,6.7034686514256512,0.53328878395075185,"-","-","-","-","-"]
[null,{"$f":"'ورودی نیروها'!C857","v":"BASE"},{"$f":"'ورودی نیروها'!D857","v":10},{"$f":"'ورودی نیروها'!E857","v":"ACIS15"},"10 - ACIS15",{"$f":"ABS('ورودی نیروها'!H857)","v":419116.33},{"$f":"ABS('ورودی نیروها'!I857)","v":1371012.6310000001},{"$f":"ABS('ورودی نیروها'!J857)","v":2899975.8110000002},{"$f":"VLOOKUP(C864,'ورودی نیروها'!M$4:P$1000000,2,FALSE)","v":70},{"$f":"VLOOKUP(C864,'ورودی نیروها'!M$4:P$1000000,3,FALSE)","v":45},{"$f":"VLOOKUP(C864,'ورودی نیروها'!M$4:P$1000000,4,FALSE)","v":1},160,135,{"$f":"IF(VLOOKUP(C864,'ورودی نیروها'!M$4:Q$1048576,5,FALSE)=0,IF(K864=1,2*L864+2*M864,IF(K864=2,L864+2*M864,IF(K864=3,2*L864+M864,L864+M864))),VLOOKUP(C864,'ورودی نیروها'!M$4:Q$1048576,5,FALSE))","v":590},2955000,2955000,2733750,2733750,1.5555555555555556,40,12.570053699169309,0.420550099829468,0.37979589711327122,576579.49883451161,1101398.9147455313,53100,8.4909722723527938,0.67549212402441206,"-","-","-","-","-"]
[null,{"$f":"'ورودی نیروها'!C858","v":"BASE"},{"$f":"'ورودی نیروها'!D858","v":10},{"$f":"'ورودی نیروها'!E858","v":"ACIS16"},"10 - ACIS16",{"$f":"ABS('ورودی نیروها'!H858)","v":349266.77},{"$f":"ABS('ورودی نیروها'!I858)","v":1354882.551},{"$f":"ABS('ورودی نیروها'!J858)","v":2957423.3309999998},{"$f":"VLOOKUP(C865,'ورودی نیروها'!M$4:P$1000000,2,FALSE)","v":70},{"$f":"VLOOKUP(C865,'ورودی نیروها'!M$4:P$1000000,3,FALSE)","v":45},{"$f":"VLOOKUP(C865,'ورودی نیروها'!M$4:P$1000000,4,FALSE)","v":1},160,135,{"$f":"IF(VLOOKUP(C865,'ورودی نیروها'!M$4:Q$1048576,5,FALSE)=0,IF(K865=1,2*L865+2*M865,IF(K865=2,L865+2*M865,IF(K865=3,2*L865+M865,L865+M865))),VLOOKUP(C865,'ورودی نیروها'!M$4:Q$1048576,5,FALSE))","v":590},2955000,2955000,2733750,2733750,1.5555555555555556,40,12.570053699169309,0.420550099829468,0.37979589711327122,569795.99208025425,1123217.2471408637,53100,7.181223494536237,0.57129616677857209,"-","-","-","-","-"]
[null,{"$f":"'ورودی نیروها'!C859","v":"BASE"},{"$f":"'ورودی نیروها'!D859","v":10},{"$f":"'ورودی نیروها'!E859","v":"ACIS17"},"10 - ACIS17",{"$f":"ABS('ورودی نیروها'!H859)","v":160621.04},{"$f":"ABS('ورودی نیروها'!I859)","v":1063942.382},{"$f":"ABS('ورودی نیروها'!J859)","v":3499862.88},{"$f":"VLOOKUP(C866,'ورودی نیروها'!M$4:P$1000000,2,FALSE)","v":70},{"$f":"VLOOKUP(C866,'ورودی نیروها'!M$4:P$1000000,3,FALSE)","v":45},{"$f":"VLOOKUP(C866,'ورودی نیروها'!M$4:P$1000000,4,FALSE)","v":1},160,135,{"$f":"IF(VLOOKUP(C866,'ورودی نیروها'!M$4:Q$1048576,5,FALSE)=0,IF(K866=1,2*L866+2*M866,IF(K866=2,L866+2*M866,IF(K866=3,2*L866+M866,L866+M866))),VLOOKUP(C866,'ورودی نیروها'!M$4:Q$1048576,5,FALSE))","v":590},2955000,2955000,2733750,2733750,1.5555555555555556,40,12.570053699169309,0.420550099829468,0.37979589711327122,447441.074962902,1329233.562283037,53100,3.6625274834851589,0.29136927901327875,"-","-","-","-","-"]
[null,{"$f":"'ورودی نیروها'!C860","v":"BASE"},{"$f":"'ورودی نیروها'!D860","v":10},{"$f":"'ورودی نیروها'!E860","v":"ACIS18"},"10 - ACIS18",{"$f":"ABS('ورودی نیروها'!H860)","v":90771.48},{"$f":"ABS('ورودی نیروها'!I860)","v":1080072.4609999999},{"$f":"ABS('ورودی نیروها'!J860)","v":3442415.35},{"$f":"VLOOKUP(C867,'ورودی نیروها'!M$4:P$1000000,2,FALSE)","v":70},{"$f":"VLOOKUP(C867,'ورودی نیروها'!M$4:P$1000000,3,FALSE)","v":45},{"$f":"VLOOKUP(C867,'ورودی نیروها'!M$4:P$1000000,4,FALSE)","v":1},160,135,{"$f":"IF(VLOOKUP(C867,'ورودی نیروها'!M$4:Q$1048576,5,FALSE)=0,IF(K867=1,2*L867+2*M867,IF(K867=2,L867+2*M867,IF(K867=3,2*L867+M867,L867+M867))),VLOOKUP(C867,'ورودی نیروها'!M$4:Q$1048576,5,FALSE))","v":590},2955000,2955000,2733750,2733750,1.5555555555555556,40,12.570053699169309,0.420550099829468,0.37979589711327122,454224.58129660913,1307415.2260897455,53100,2.341407709864272,0.18626871180502624,"-","-","-","-","-"]
[null,{"$f":"'ورودی نیروها'!C861","v":"BASE"},{"$f":"'ورودی نیروها'!D861","v":10},{"$f":"'ورودی نیروها'!E861","v":"ACIS19"},"10 - ACIS19",{"$f":"ABS('ورودی نیروها'!H861)","v":184257.11},{"$f":"ABS('ورودی نیروها'!I861)","v":1435027.0109999999},{"$f":"ABS('ورودی نیروها'!J861)","v":3480924.64},{"$f":"VLOOKUP(C868,'ورودی نیروها'!M$4:P$1000000,2,FALSE)","v":70},{"$f":"VLOOKUP(C868,'ورودی نیروها'!M$4:P$1000000,3,FALSE)","v":45},{"$f":"VLOOKUP(C868,'ورودی نیروها'!M$4:P$1000000,4,FALSE)","v":1},160,135,{"$f":"IF(VLOOKUP(C868,'ورودی نیروها'!M$4:Q$1048576,5,FALSE)=0,IF(K868=1,2*L868+2*M868,IF(K868=2,L868+2*M868,IF(K868=3,2*L868+M868,L868+M868))),VLOOKUP(C868,'ورودی نیروها'!M$4:Q$1048576,5,FALSE))","v":590},2955000,2955000,2733750,2733750,1.5555555555555556,40,12.570053699169309,0.420550099829468,0.37979589711327122,603500.75273403304,1322040.8964324908,53100,4.1578322239550092,0.33077282909537448,"-","-","-","-","-"]
[null,{"$f":"'ورودی نیروها'!C862","v":"BASE"},{"$f":"'ورودی نیروها'!D862","v":10},{"$f":"'ورودی نیروها'!E862","v":"ACIS20"},"10 - ACIS20",{"$f":"ABS('ورودی نیروها'!H862)","v":90771.48},{"$f":"ABS('ورودی نیروها'!I862)","v":1080072.4609999999},{"$f":"ABS('ورودی نیروها'!J862)","v":3442415.35},{"$f":"VLOOKUP(C869,'ورودی نیروها'!M$4:P$1000000,2,FALSE)","v":70},{"$f":"VLOOKUP(C869,'ورودی نیروها'!M$4:P$1000000,3,FALSE)","v":45},{"$f":"VLOOKUP(C869,'ورودی نیروها'!M$4:P$1000000,4,FALSE)","v":1},160,135,{"$f":"IF(VLOOKUP(C869,'ورودی نیروها'!M$4:Q$1048576,5,FALSE)=0,IF(K869=1,2*L869+2*M869,IF(K869=2,L869+2*M869,IF(K869=3,2*L869+M869,L869+M869))),VLOOKUP(C869,'ورودی نیروها'!M$4:Q$1048576,5,FALSE))","v":590},2955000,2955000,2733750,2733750,1.5555555555555556,40,12.570053699169309,0.420550099829468,0.37979589711327122,454224.58129660913,1307415.2260897455,53100,2.341407709864272,0.18626871180502624,"-","-","-","-","-"]
[null,{"$f":"'ورودی نیروها'!C863","v":"BASE"},{"$f":"'ورودی نیروها'!D863","v":10},{"$f":"'ورودی نیروها'!E863","v":"ACIS21"},"10 - ACIS21",{"$f":"ABS('ورودی نیروها'!H863)","v":398557.91},{"$f":"ABS('ورودی نیروها'!I863)","v":1261013.2490000001},{"$f":"ABS('ورودی نیروها'!J863)","v":2986385.9619999998},{"$f":"VLOOKUP(C870,'ورودی نیروها'!M$4:P$1000000,2,FALSE)","v":70},{"$f":"VLOOKUP(C870,'ورودی نیروها'!M$4:P$1000000,3,FALSE)","v":45},{"$f":"VLOOKUP(C870,'ورودی نیروها'!M$4:P$1000000,4,FALSE)","v":1},160,135,{"$f":"IF(VLOOKUP(C870,'ورودی نیروها'!M$4:Q$1048576,5,FALSE)=0,IF(K870=1,2*L870+2*M870,IF(K870=2,L870+2*M870,IF(K870=3,2*L870+M870,L870+M870))),VLOOKUP(C870,'ورودی نیروها'!M$4:Q$1048576,5,FALSE))","v":590},2955000,2955000,2733750,2733750,1.5555555555555556,40,12.570053699169309,0.420550099829468,0.37979589711327122,530319.24775323179,1134217.1355642695,53100,8.1001579827414254,0.64440122346308859,"-","-","-","-","-"]
[null,{"$f":"'ورودی نیروها'!C864","v":"BASE"},{"$f":"'ورودی نیروها'!D864","v":10},{"$f":"'ورودی نیروها'!E864","v":"ACIS22"},"10 - ACIS22",{"$f":"ABS('ورودی نیروها'!H864)","v":328708.36},{"$f":"ABS('ورودی نیروها'!I864)","v":1277143.3289999999},{"$f":"ABS('ورودی نیروها'!J864)","v":3043833.4819999998},{"$f":"VLOOKUP(C871,'ورودی نیروها'!M$4:P$1000000,2,FALSE)","v":70},{"$f":"VLOOKUP(C871,'ورودی نیروها'!M$4:P$1000000,3,FALSE)","v":45},{"$f":"VLOOKUP(C871,'ورودی نیروها'!M$4:P$1000000,4,FALSE)","v":1},160,135,{"$f":"IF(VLOOKUP(C871,'ورودی نیروها'!M$4:Q$1048576,5,FALSE)=0,IF(K871=1,2*L871+2*M871,IF(K871=2,L871+2*M871,IF(K871=3,2*L871+M871,L871+M871))),VLOOKUP(C871,'ورودی نیروها'!M$4:Q$1048576,5,FALSE))","v":590},2955000,2955000,2733750,2733750,1.5555555555555556,40,12.570053699169309,0.420550099829468,0.37979589711327122,537102.75450748904,1156035.4679596021,53100,6.795000599173834,0.54057053070687211,"-","-","-","-","-"]
[null,{"$f":"'ورودی نیروها'!C865","v":"BASE"},{"$f":"'ورودی نیروها'!D865","v":10},{"$f":"'ورودی نیروها'!E865","v":"ACIS23"},"10 - ACIS23",{"$f":"ABS('ورودی نیروها'!H865)","v":422193.99},{"$f":"ABS('ورودی نیروها'!I865)","v":1237956.1429999999},{"$f":"ABS('ورودی نیروها'!J865)","v":3005324.1949999998},{"$f":"VLOOKUP(C872,'ورودی نیروها'!M$4:P$1000000,2,FALSE)","v":70},{"$f":"VLOOKUP(C872,'ورودی نیروها'!M$4:P$1000000,3,FALSE)","v":45},{"$f":"VLOOKUP(C872,'ورودی نیروها'!M$4:P$1000000,4,FALSE)","v":1},160,135,{"$f":"IF(VLOOKUP(C872,'ورودی نیروها'!M$4:Q$1048576,5,FALSE)=0,IF(K872=1,2*L872+2*M872,IF(K872=2,L872+2*M872,IF(K872=3,2*L872+M872,L872+M872))),VLOOKUP(C872,'ورودی نیروها'!M$4:Q$1048576,5,FALSE))","v":590},2955000,2955000,2733750,2733750,1.5555555555555556,40,12.570053699169309,0.420550099829468,0.37979589711327122,520622.57952315314,1141409.7987562446,53100,8.5446315165364233,0.67976093985191921,"-","-","-","-","-"]
[null,{"$f":"'ورودی نیروها'!C866","v":"BASE"},{"$f":"'ورودی نیروها'!D866","v":10},{"$f":"'ورودی نیروها'!E866","v":"ACIS24"},"10 - ACIS24",{"$f":"ABS('ورودی نیروها'!H866)","v":352344.43},{"$f":"ABS('ورودی نیروها'!I866)","v":1221826.0630000001},{"$f":"ABS('ورودی نیروها'!J866)","v":3062771.7149999999},{"$f":"VLOOKUP(C873,'ورودی نیروها'!M$4:P$1000000,2,FALSE)","v":70},{"$f":"VLOOKUP(C873,'ورودی نیروها'!M$4:P$1000000,3,FALSE)","v":45},{"$f":"VLOOKUP(C873,'ورودی نیروها'!M$4:P$1000000,4,FALSE)","v":1},160,135,{"$f":"IF(VLOOKUP(C873,'ورودی نیروها'!M$4:Q$1048576,5,FALSE)=0,IF(K873=1,2*L873+2*M873,IF(K873=2,L873+2*M873,IF(K873=3,2*L873+M873,L873+M873))),VLOOKUP(C873,'ورودی نیروها'!M$4:Q$1048576,5,FALSE))","v":590},2955000,2955000,2733750,2733750,1.5555555555555556,40,12.570053699169309,0.420550099829468,0.37979589711327122,513839.07276889589,1163228.1311515772,53100,7.2348827387198682,0.57556498260607947,"-","-","-","-","-"]
[null,{"$f":"'ورودی نیروها'!C867","v":"BASE"},{"$f":"'ورودی نیروها'!D867","v":10},{"$f":"'ورودی نیروها'!E867","v":"ACIS25"},"10 - ACIS25",{"$f":"ABS('ورودی نیروها'!H867)","v":216785.17},{"$f":"ABS('ورودی نیروها'!I867)","v":4068339.949},{"$f":"ABS('ورودی نیروها'!J867)","v":1235968.1299999999},{"$f":"VLOOKUP(C874,'ورودی نیروها'!M$4:P$1000000,2,FALSE)","v":70},{"$f":"VLOOKUP(C874,'ورودی نیروها'!M$4:P$1000000,3,FALSE)","v":45},{"$f":"VLOOKUP(C874,'ورودی نیروها'!M$4:P$1000000,4,FALSE)","v":1},160,135,{"$f":"IF(VLOOKUP(C874,'ورودی نیروها'!M$4:Q$1048576,5,FALSE)=0,IF(K874=1,2*L874+2*M874,IF(K874=2,L874+2*M874,IF(K874=3,2*L874+M874,L874+M874))),VLOOKUP(C874,'ورودی نیروها'!M$4:Q$1048576,5,FALSE))","v":590},2955000,2955000,2733750,2733750,1.5555555555555556,40,12.570053699169309,0.420550099829468,0.37979589711327122,1710940.7716921628,469415.6247367622,53100,4.8332930564609677,0.38450854484260283,"-","-","-","-","-"]
[null,{"$f":"'ورودی نیروها'!C868","v":"BASE"},{"$f":"'ورودی نیروها'!D868","v":10},{"$f":"'ورودی نیروها'!E868","v":"ACIS26"},"10 - ACIS26",{"$f":"ABS('ورودی نیروها'!H868)","v":146935.62},{"$f":"ABS('ورودی نیروها'!I868)","v":4084470.0290000001},{"$f":"ABS('ورودی نیروها'!J868)","v":1178520.6100000001},{"$f":"VLOOKUP(C875,'ورودی نیروها'!M$4:P$1000000,2,FALSE)","v":70},{"$f":"VLOOKUP(C875,'ورودی نیروها'!M$4:P$1000000,3,FALSE)","v":45},{"$f":"VLOOKUP(C875,'ورودی نیروها'!M$4:P$1000000,4,FALSE)","v":1},160,135,{"$f":"IF(VLOOKUP(C875,'ورودی نیروها'!M$4:Q$1048576,5,FALSE)=0,IF(K875=1,2*L875+2*M875,IF(K875=2,L875+2*M875,IF(K875=3,2*L875+M875,L875+M875))),VLOOKUP(C875,'ورودی نیروها'!M$4:Q$1048576,5,FALSE))","v":590},2955000,2955000,2733750,2733750,1.5555555555555556,40,12.570053699169309,0.420550099829468,0.37979589711327122,1717724.2784464201,447597.29234142968,53100,3.5121734726956024,0.27940799273814593,"-","-","-","-","-"]
[null,{"$f":"'ورودی نیروها'!C869","v":"BASE"},{"$f":"'ورودی نیروها'!D869","v":10},{"$f":"'ورودی نیروها'!E869","v":"ACIS27"},"10 - ACIS27",{"$f":"ABS('ورودی نیروها'!H869)","v":287242.94},{"$f":"ABS('ورودی نیروها'!I869)","v":4087544.2629999998},{"$f":"ABS('ورودی نیروها'!J869)","v":678302.00600000005},{"$f":"VLOOKUP(C876,'ورودی نیروها'!M$4:P$1000000,2,FALSE)","v":70},{"$f":"VLOOKUP(C876,'ورودی نیروها'!M$4:P$1000000,3,FALSE)","v":45},{"$f":"VLOOKUP(C876,'ورودی نیروها'!M$4:P$1000000,4,FALSE)","v":1},160,135,{"$f":"IF(VLOOKUP(C876,'ورودی نیروها'!M$4:Q$1048576,5,FALSE)=0,IF(K876=1,2*L876+2*M876,IF(K876=2,L876+2*M876,IF(K876=3,2*L876+M876,L876+M876))),VLOOKUP(C876,'ورودی نیروها'!M$4:Q$1048576,5,FALSE))","v":590},2955000,2955000,2733750,2733750,1.5555555555555556,40,12.570053699169309,0.420550099829468,0.37979589711327122,1719017.1478620193,257616.31888250151,53100,6.0854387620054275,0.4841219383499995,"-","-","-","-","-"]
[null,{"$f":"'ورودی نیروها'!C870","v":"BASE"},{"$f":"'ورودی نیروها'!D870","v":10},{"$f":"'ورودی نیروها'!E870","v":"ACIS28"},"10 - ACIS28",{"$f":"ABS('ورودی نیروها'!H870)","v":146935.62},{"$f":"ABS('ورودی نیروها'!I870)","v":4084470.0290000001},{"$f":"ABS('ورودی نیروها'!J870)","v":1178520.6100000001},{"$f":"VLOOKUP(C877,'ورودی نیروها'!M$4:P$1000000,2,FALSE)","v":70},{"$f":"VLOOKUP(C877,'ورودی نیروها'!M$4:P$1000000,3,FALSE)","v":45},{"$f":"VLOOKUP(C877,'ورودی نیروها'!M$4:P$1000000,4,FALSE)","v":1},160,135,{"$f":"IF(VLOOKUP(C877,'ورودی نیروها'!M$4:Q$1048576,5,FALSE)=0,IF(K877=1,2*L877+2*M877,IF(K877=2,L877+2*M877,IF(K877=3,2*L877+M877,L877+M877))),VLOOKUP(C877,'ورودی نیروها'!M$4:Q$1048576,5,FALSE))","v":590},2955000,2955000,2733750,2733750,1.5555555555555556,40,12.570053699169309,0.420550099829468,0.37979589711327122,1717724.2784464201,447597.29234142968,53100,3.5121734726956024,0.27940799273814593,"-","-","-","-","-"]
[null,{"$f":"'ورودی نیروها'!C871","v":"BASE"},{"$f":"'ورودی نیروها'!D871","v":10},{"$f":"'ورودی نیروها'!E871","v":"ACIS29"},"10 - ACIS29",{"$f":"ABS('ورودی نیروها'!H871)","v":295572.09000000003},{"$f":"ABS('ورودی نیروها'!I871)","v":4261558.0199999996},{"$f":"ABS('ورودی نیروها'!J871)","v":1172840.686},{"$f":"VLOOKUP(C878,'ورودی نیروها'!M$4:P$1000000,2,FALSE)","v":70},{"$f":"VLOOKUP(C878,'ورودی نیروها'!M$4:P$1000000,3,FALSE)","v":45},{"$f":"VLOOKUP(C878,'ورودی نیروها'!M$4:P$1000000,4,FALSE)","v":1},160,135,{"$f":"IF(VLOOKUP(C878,'ورودی نیروها'!M$4:Q$1048576,5,FALSE)=0,IF(K878=1,2*L878+2*M878,IF(K878=2,L878+2*M878,IF(K878=3,2*L878+M878,L878+M878))),VLOOKUP(C878,'ورودی نیروها'!M$4:Q$1048576,5,FALSE))","v":590},2955000,2955000,2733750,2733750,1.5555555555555556,40,12.570053699169309,0.420550099829468,0.37979589711327122,1792198.6507400698,445440.08051031444,53100,6.3357674283973298,0.50403662387027259,"-","-","-","-","-"]
[null,{"$f":"'ورودی نیروها'!C872","v":"BASE"},{"$f":"'ورودی نیروها'!D872","v":10},{"$f":"'ورودی نیروها'!E872","v":"ACIS30"},"10 - ACIS30",{"$f":"ABS('ورودی نیروها'!H872)","v":225722.53},{"$f":"ABS('ورودی نیروها'!I872)","v":4245427.95},{"$f":"ABS('ورودی نیروها'!J872)","v":1115393.165},{"$f":"VLOOKUP(C879,'ورودی نیروها'!M$4:P$1000000,2,FALSE)","v":70},{"$f":"VLOOKUP(C879,'ورودی نیروها'!M$4:P$1000000,3,FALSE)","v":45},{"$f":"VLOOKUP(C879,'ورودی نیروها'!M$4:P$1000000,4,FALSE)","v":1},160,135,{"$f":"IF(VLOOKUP(C879,'ورودی نیروها'!M$4:Q$1048576,5,FALSE)=0,IF(K879=1,2*L879+2*M879,IF(K879=2,L879+2*M879,IF(K879=3,2*L879+M879,L879+M879))),VLOOKUP(C879,'ورودی نیروها'!M$4:Q$1048576,5,FALSE))","v":590},2955000,2955000,2733750,2733750,1.5555555555555556,40,12.570053699169309,0.420550099829468,0.37979589711327122,1785415.1481913137,423621.74773518596,53100,5.0100564516672534,0.39857080737836009,"-","-","-","-","-"]
[null,{"$f":"'ورودی نیروها'!C873","v":"BASE"},{"$f":"'ورودی نیروها'!D873","v":10},{"$f":"'ورودی نیروها'!E873","v":"ACIS31"},"10 - ACIS31",{"$f":"ABS('ورودی نیروها'!H873)","v":366029.85},{"$f":"ABS('ورودی نیروها'!I873)","v":4242353.71},{"$f":"ABS('ورودی نیروها'!J873)","v":741429.45},{"$f":"VLOOKUP(C880,'ورودی نیروها'!M$4:P$1000000,2,FALSE)","v":70},{"$f":"VLOOKUP(C880,'ورودی نیروها'!M$4:P$1000000,3,FALSE)","v":45},{"$f":"VLOOKUP(C880,'ورودی نیروها'!M$4:P$1000000,4,FALSE)","v":1},160,135,{"$f":"IF(VLOOKUP(C880,'ورودی نیروها'!M$4:Q$1048576,5,FALSE)=0,IF(K880=1,2*L880+2*M880,IF(K880=2,L880+2*M880,IF(K880=3,2*L880+M880,L880+M880))),VLOOKUP(C880,'ورودی نیروها'!M$4:Q$1048576,5,FALSE))","v":590},2955000,2955000,2733750,2733750,1.5555555555555556,40,12.570053699169309,0.420550099829468,0.37979589711327122,1784122.2762524139,281591.86310894927,53100,7.599987109039267,0.60461055226371163,"-","-","-","-","-"]
[null,{"$f":"'ورودی نیروها'!C874","v":"BASE"},{"$f":"'ورودی نیروها'!D874","v":10},{"$f":"'ورودی نیروها'!E874","v":"ACIS32"},"10 - ACIS32",{"$f":"ABS('ورودی نیروها'!H874)","v":296180.3},{"$f":"ABS('ورودی نیروها'!I874)","v":4226223.63},{"$f":"ABS('ورودی نیروها'!J874)","v":798876.97},{"$f":"VLOOKUP(C881,'ورودی نیروها'!M$4:P$1000000,2,FALSE)","v":70},{"$f":"VLOOKUP(C881,'ورودی نیروها'!M$4:P$1000000,3,FALSE)","v":45},{"$f":"VLOOKUP(C881,'ورودی نیروها'!M$4:P$1000000,4,FALSE)","v":1},160,135,{"$f":"IF(VLOOKUP(C881,'ورودی نیروها'!M$4:Q$1048576,5,FALSE)=0,IF(K881=1,2*L881+2*M881,IF(K881=2,L881+2*M881,IF(K881=3,2*L881+M881,L881+M881))),VLOOKUP(C881,'ورودی نیروها'!M$4:Q$1048576,5,FALSE))","v":590},2955000,2955000,2733750,2733750,1.5555555555555556,40,12.570053699169309,0.420550099829468,0.37979589711327122,1777338.7694981566,303410.19550428184,53100,6.2902385195466293,0.50041460999982201,"-","-","-","-","-"]
[null,{"$f":"'ورودی نیروها'!C875","v":"BASE"},{"$f":"'ورودی نیروها'!D875","v":10},{"$f":"'ورودی نیروها'!E875","v":"ACIS34"},"10 - ACIS34",{"$f":"ABS('ورودی نیروها'!H875)","v":214997.23},{"$f":"ABS('ورودی نیروها'!I875)","v":3990986.7629999998},{"$f":"ABS('ورودی نیروها'!J875)","v":1297209.845},{"$f":"VLOOKUP(C882,'ورودی نیروها'!M$4:P$1000000,2,FALSE)","v":70},{"$f":"VLOOKUP(C882,'ورودی نیروها'!M$4:P$1000000,3,FALSE)","v":45},{"$f":"VLOOKUP(C882,'ورودی نیروها'!M$4:P$1000000,4,FALSE)","v":1},160,135,{"$f":"IF(VLOOKUP(C882,'ورودی نیروها'!M$4:Q$1048576,5,FALSE)=0,IF(K882=1,2*L882+2*M882,IF(K882=2,L882+2*M882,IF(K882=3,2*L882+M882,L882+M882))),VLOOKUP(C882,'ورودی نیروها'!M$4:Q$1048576,5,FALSE))","v":590},2955000,2955000,2733750,2733750,1.5555555555555556,40,12.570053699169309,0.420550099829468,0.37979589711327122,1678409.8815977352,492674.97682594252,53100,4.7971213306389604,0.38163093376092561,"-","-","-","-","-"]
[null,{"$f":"'ورودی نیروها'!C876","v":"BASE"},{"$f":"'ورودی نیروها'!D876","v":10},{"$f":"'ورودی نیروها'!E876","v":"ACIS35"},"10 - ACIS35",{"$f":"ABS('ورودی نیروها'!H876)","v":285455},{"$f":"ABS('ورودی نیروها'!I876)","v":4010191.077},{"$f":"ABS('ورودی نیروها'!J876)","v":617060.29099999997},{"$f":"VLOOKUP(C883,'ورودی نیروها'!M$4:P$1000000,2,FALSE)","v":70},{"$f":"VLOOKUP(C883,'ورودی نیروها'!M$4:P$1000000,3,FALSE)","v":45},{"$f":"VLOOKUP(C883,'ورودی نیروها'!M$4:P$1000000,4,FALSE)","v":1},160,135,{"$f":"IF(VLOOKUP(C883,'ورودی نیروها'!M$4:Q$1048576,5,FALSE)=0,IF(K883=1,2*L883+2*M883,IF(K883=2,L883+2*M883,IF(K883=3,2*L883+M883,L883+M883))),VLOOKUP(C883,'ورودی نیروها'!M$4:Q$1048576,5,FALSE))","v":590},2955000,2955000,2733750,2733750,1.5555555555555556,40,12.570053699169309,0.420550099829468,0.37979589711327122,1686486.2577675919,234356.96679332119,53100,6.0322505920395288,0.47989059843381338,"-","-","-","-","-"]
[null,{"$f":"'ورودی نیروها'!C877","v":"BASE"},{"$f":"'ورودی نیروها'!D877","v":10},{"$f":"'ورودی نیروها'!E877","v":"ACIS36"},"10 - ACIS36",{"$f":"ABS('ورودی نیروها'!H877)","v":215605.44},{"$f":"ABS('ورودی نیروها'!I877)","v":4026321.1570000001},{"$f":"ABS('ورودی نیروها'!J877)","v":674507.81099999999},{"$f":"VLOOKUP(C884,'ورودی نیروها'!M$4:P$1000000,2,FALSE)","v":70},{"$f":"VLOOKUP(C884,'ورودی نیروها'!M$4:P$1000000,3,FALSE)","v":45},{"$f":"VLOOKUP(C884,'ورودی نیروها'!M$4:P$1000000,4,FALSE)","v":1},160,135,{"$f":"IF(VLOOKUP(C884,'ورودی نیروها'!M$4:Q$1048576,5,FALSE)=0,IF(K884=1,2*L884+2*M884,IF(K884=2,L884+2*M884,IF(K884=3,2*L884+M884,L884+M884))),VLOOKUP(C884,'ورودی نیروها'!M$4:Q$1048576,5,FALSE))","v":590},2955000,2955000,2733750,2733750,1.5555555555555556,40,12.570053699169309,0.420550099829468,0.37979589711327122,1693269.7645218491,256175.29918865379,53100,4.727093020148021,0.37605989069564683,"-","-","-","-","-"]
[null,{"$f":"'ورودی نیروها'!C878","v":"BASE"},{"$f":"'ورودی نیروها'!D878","v":10},{"$f":"'ورودی نیروها'!E878","v":"ACIS37"},"10 - ACIS37",{"$f":"ABS('ورودی نیروها'!H878)","v":297360.03000000003},{"$f":"ABS('ورودی نیروها'!I878)","v":4184204.84},{"$f":"ABS('ورودی نیروها'!J878)","v":1111598.9709999999},{"$f":"VLOOKUP(C885,'ورودی نیروها'!M$4:P$1000000,2,FALSE)","v":70},{"$f":"VLOOKUP(C885,'ورودی نیروها'!M$4:P$1000000,3,FALSE)","v":45},{"$f":"VLOOKUP(C885,'ورودی نیروها'!M$4:P$1000000,4,FALSE)","v":1},160,135,{"$f":"IF(VLOOKUP(C885,'ورودی نیروها'!M$4:Q$1048576,5,FALSE)=0,IF(K885=1,2*L885+2*M885,IF(K885=2,L885+2*M885,IF(K885=3,2*L885+M885,L885+M885))),VLOOKUP(C885,'ورودی نیروها'!M$4:Q$1048576,5,FALSE))","v":590},2955000,2955000,2733750,2733750,1.5555555555555556,40,12.570053699169309,0.420550099829468,0.37979589711327122,1759667.7631689431,422180.72842113412,53100,6.349921632166696,0.5051626495904572,"-","-","-","-","-"]
[null,{"$f":"'ورودی نیروها'!C879","v":"BASE"},{"$f":"'ورودی نیروها'!D879","v":10},{"$f":"'ورودی نیروها'!E879","v":"ACIS38"},"10 - ACIS38",{"$f":"ABS('ورودی نیروها'!H879)","v":227510.47},{"$f":"ABS('ورودی نیروها'!I879)","v":4168074.76},{"$f":"ABS('ورودی نیروها'!J879)","v":1054151.4509999999},{"$f":"VLOOKUP(C886,'ورودی نیروها'!M$4:P$1000000,2,FALSE)","v":70},{"$f":"VLOOKUP(C886,'ورودی نیروها'!M$4:P$1000000,3,FALSE)","v":45},{"$f":"VLOOKUP(C886,'ورودی نیروها'!M$4:P$1000000,4,FALSE)","v":1},160,135,{"$f":"IF(VLOOKUP(C886,'ورودی نیروها'!M$4:Q$1048576,5,FALSE)=0,IF(K886=1,2*L886+2*M886,IF(K886=2,L886+2*M886,IF(K886=3,2*L886+M886,L886+M886))),VLOOKUP(C886,'ورودی نیروها'!M$4:Q$1048576,5,FALSE))","v":590},2955000,2955000,2733750,2733750,1.5555555555555556,40,12.570053699169309,0.420550099829468,0.37979589711327122,1752884.2564146859,400362.39602580154,53100,5.024210654152367,0.39969683299637709,"-","-","-","-","-"]
[null,{"$f":"'ورودی نیروها'!C880","v":"BASE"},{"$f":"'ورودی نیروها'!D880","v":10},{"$f":"'ورودی نیروها'!E880","v":"ACIS39"},"10 - ACIS39",{"$f":"ABS('ورودی نیروها'!H880)","v":367817.8},{"$f":"ABS('ورودی نیروها'!I880)","v":4165000.52},{"$f":"ABS('ورودی نیروها'!J880)","v":802671.16500000004},{"$f":"VLOOKUP(C887,'ورودی نیروها'!M$4:P$1000000,2,FALSE)","v":70},{"$f":"VLOOKUP(C887,'ورودی نیروها'!M$4:P$1000000,3,FALSE)","v":45},{"$f":"VLOOKUP(C887,'ورودی نیروها'!M$4:P$1000000,4,FALSE)","v":1},160,135,{"$f":"IF(VLOOKUP(C887,'ورودی نیروها'!M$4:Q$1048576,5,FALSE)=0,IF(K887=1,2*L887+2*M887,IF(K887=2,L887+2*M887,IF(K887=3,2*L887+M887,L887+M887))),VLOOKUP(C887,'ورودی نیروها'!M$4:Q$1048576,5,FALSE))","v":590},2955000,2955000,2733750,2733750,1.5555555555555556,40,12.570053699169309,0.420550099829468,0.37979589711327122,1751591.3844757862,304851.21519812953,53100,7.6311579438532604,0.60709032168713528,"-","-","-","-","-"]
[null,{"$f":"'ورودی نیروها'!C881","v":"BASE"},{"$f":"'ورودی نیروها'!D881","v":10},{"$f":"'ورودی نیروها'!E881","v":"ACIS40"},"10 - ACIS40",{"$f":"ABS('ورودی نیروها'!H881)","v":297968.24},{"$f":"ABS('ورودی نیروها'!I881)","v":4148870.44},{"$f":"ABS('ورودی نیروها'!J881)","v":860118.68500000006},{"$f":"VLOOKUP(C888,'ورودی نیروها'!M$4:P$1000000,2,FALSE)","v":70},{"$f":"VLOOKUP(C888,'ورودی نیروها'!M$4:P$1000000,3,FALSE)","v":45},{"$f":"VLOOKUP(C888,'ورودی نیروها'!M$4:P$1000000,4,FALSE)","v":1},160,135,{"$f":"IF(VLOOKUP(C888,'ورودی نیروها'!M$4:Q$1048576,5,FALSE)=0,IF(K888=1,2*L888+2*M888,IF(K888=2,L888+2*M888,IF(K888=3,2*L888+M888,L888+M888))),VLOOKUP(C888,'ورودی نیروها'!M$4:Q$1048576,5,FALSE))","v":590},2955000,2955000,2733750,2733750,1.5555555555555556,40,12.570053699169309,0.420550099829468,0.37979589711327122,1744807.8777215288,326669.54759346216,53100,6.3214091660367044,0.50289436444129543,"-","-","-","-","-"]
[null,{"$f":"'ورودی نیروها'!C882","v":"BASE"},{"$f":"'ورودی نیروها'!D882","v":10},{"$f":"'ورودی نیروها'!E882","v":"ACIS41"},"10 - ACIS41",{"$f":"ABS('ورودی نیروها'!H882)","v":218573.11},{"$f":"ABS('ورودی نیروها'!I882)","v":4145693.1359999999},{"$f":"ABS('ورودی نیروها'!J882)","v":1174726.416},{"$f":"VLOOKUP(C889,'ورودی نیروها'!M$4:P$1000000,2,FALSE)","v":70},{"$f":"VLOOKUP(C889,'ورودی نیروها'!M$4:P$1000000,3,FALSE)","v":45},{"$f":"VLOOKUP(C889,'ورودی نیروها'!M$4:P$1000000,4,FALSE)","v":1},160,135,{"$f":"IF(VLOOKUP(C889,'ورودی نیروها'!M$4:Q$1048576,5,FALSE)=0,IF(K889=1,2*L889+2*M889,IF(K889=2,L889+2*M889,IF(K889=3,2*L889+M889,L889+M889))),VLOOKUP(C889,'ورودی نیروها'!M$4:Q$1048576,5,FALSE))","v":590},2955000,2955000,2733750,2733750,1.5555555555555556,40,12.570053699169309,0.420550099829468,0.37979589711327122,1743471.6622071404,446156.27302737784,53100,4.8694647825642221,0.38738615594665443,"-","-","-","-","-"]
[null,{"$f":"'ورودی نیروها'!C883","v":"BASE"},{"$f":"'ورودی نیروها'!D883","v":10},{"$f":"'ورودی نیروها'!E883","v":"ACIS42"},"10 - ACIS42",{"$f":"ABS('ورودی نیروها'!H883)","v":148723.56},{"$f":"ABS('ورودی نیروها'!I883)","v":4161823.2149999999},{"$f":"ABS('ورودی نیروها'!J883)","v":1117278.895},{"$f":"VLOOKUP(C890,'ورودی نیروها'!M$4:P$1000000,2,FALSE)","v":70},{"$f":"VLOOKUP(C890,'ورودی نیروها'!M$4:P$1000000,3,FALSE)","v":45},{"$f":"VLOOKUP(C890,'ورودی نیروها'!M$4:P$1000000,4,FALSE)","v":1},160,135,{"$f":"IF(VLOOKUP(C890,'ورودی نیروها'!M$4:Q$1048576,5,FALSE)=0,IF(K890=1,2*L890+2*M890,IF(K890=2,L890+2*M890,IF(K890=3,2*L890+M890,L890+M890))),VLOOKUP(C890,'ورودی نیروها'!M$4:Q$1048576,5,FALSE))","v":590},2955000,2955000,2733750,2733750,1.5555555555555556,40,12.570053699169309,0.420550099829468,0.37979589711327122,1750255.1685408475,424337.94025224936,53100,3.5483451985176102,0.28228560381982315,"-","-","-","-","-"]
[null,{"$f":"'ورودی نیروها'!C884","v":"BASE"},{"$f":"'ورودی نیروها'!D884","v":10},{"$f":"'ورودی نیروها'!E884","v":"ACIS43"},"10 - ACIS43",{"$f":"ABS('ورودی نیروها'!H884)","v":289030.88},{"$f":"ABS('ورودی نیروها'!I884)","v":4164897.449},{"$f":"ABS('ورودی نیروها'!J884)","v":739543.72},{"$f":"VLOOKUP(C891,'ورودی نیروها'!M$4:P$1000000,2,FALSE)","v":70},{"$f":"VLOOKUP(C891,'ورودی نیروها'!M$4:P$1000000,3,FALSE)","v":45},{"$f":"VLOOKUP(C891,'ورودی نیروها'!M$4:P$1000000,4,FALSE)","v":1},160,135,{"$f":"IF(VLOOKUP(C891,'ورودی نیروها'!M$4:Q$1048576,5,FALSE)=0,IF(K891=1,2*L891+2*M891,IF(K891=2,L891+2*M891,IF(K891=3,2*L891+M891,L891+M891))),VLOOKUP(C891,'ورودی نیروها'!M$4:Q$1048576,5,FALSE))","v":590},2955000,2955000,2733750,2733750,1.5555555555555556,40,12.570053699169309,0.420550099829468,0.37979589711327122,1751548.0379564466,280875.67059188586,53100,6.1386269318323974,0.48835327825513331,"-","-","-","-","-"]
[null,{"$f":"'ورودی نیروها'!C885","v":"BASE"},{"$f":"'ورودی نیروها'!D885","v":10},{"$f":"'ورودی نیروها'!E885","v":"ACIS44"},"10 - ACIS44",{"$f":"ABS('ورودی نیروها'!H885)","v":219181.32},{"$f":"ABS('ورودی نیروها'!I885)","v":4181027.5290000001},{"$f":"ABS('ورودی نیروها'!J885)","v":796991.24},{"$f":"VLOOKUP(C892,'ورودی نیروها'!M$4:P$1000000,2,FALSE)","v":70},{"$f":"VLOOKUP(C892,'ورودی نیروها'!M$4:P$1000000,3,FALSE)","v":45},{"$f":"VLOOKUP(C892,'ورودی نیروها'!M$4:P$1000000,4,FALSE)","v":1},160,135,{"$f":"IF(VLOOKUP(C892,'ورودی نیروها'!M$4:Q$1048576,5,FALSE)=0,IF(K892=1,2*L892+2*M892,IF(K892=2,L892+2*M892,IF(K892=3,2*L892+M892,L892+M892))),VLOOKUP(C892,'ورودی نیروها'!M$4:Q$1048576,5,FALSE))","v":590},2955000,2955000,2733750,2733750,1.5555555555555556,40,12.570053699169309,0.420550099829468,0.37979589711327122,1758331.5447107039,302694.00298721844,53100,4.8334693599408878,0.38452257051696664,"-","-","-","-","-"]
[null,{"$f":"'ورودی نیروها'!C886","v":"BASE"},{"$f":"'ورودی نیروها'!D886","v":10},{"$f":"'ورودی نیروها'!E886","v":"ACIS45"},"10 - ACIS45",{"$f":"ABS('ورودی نیروها'!H886)","v":293784.15000000002},{"$f":"ABS('ورودی نیروها'!I886)","v":4338911.21},{"$f":"ABS('ورودی نیروها'!J886)","v":1234082.3999999999},{"$f":"VLOOKUP(C893,'ورودی نیروها'!M$4:P$1000000,2,FALSE)","v":70},{"$f":"VLOOKUP(C893,'ورودی نیروها'!M$4:P$1000000,3,FALSE)","v":45},{"$f":"VLOOKUP(C893,'ورودی نیروها'!M$4:P$1000000,4,FALSE)","v":1},160,135,{"$f":"IF(VLOOKUP(C893,'ورودی نیروها'!M$4:Q$1048576,5,FALSE)=0,IF(K893=1,2*L893+2*M893,IF(K893=2,L893+2*M893,IF(K893=3,2*L893+M893,L893+M893))),VLOOKUP(C893,'ورودی نیروها'!M$4:Q$1048576,5,FALSE))","v":590},2955000,2955000,2733750,2733750,1.5555555555555556,40,12.570053699169309,0.420550099829468,0.37979589711327122,1824729.5425166979,468699.43221969879,53100,6.3216132259122162,0.50291059825225559,"-","-","-","-","-"]
[null,{"$f":"'ورودی نیروها'!C887","v":"BASE"},{"$f":"'ورودی نیروها'!D887","v":10},{"$f":"'ورودی نیروها'!E887","v":"ACIS46"},"10 - ACIS46",{"$f":"ABS('ورودی نیروها'!H887)","v":223934.59},{"$f":"ABS('ورودی نیروها'!I887)","v":4322781.13},{"$f":"ABS('ورودی نیروها'!J887)","v":1176634.8799999999},{"$f":"VLOOKUP(C894,'ورودی نیروها'!M$4:P$1000000,2,FALSE)","v":70},{"$f":"VLOOKUP(C894,'ورودی نیروها'!M$4:P$1000000,3,FALSE)","v":45},{"$f":"VLOOKUP(C894,'ورودی نیروها'!M$4:P$1000000,4,FALSE)","v":1},160,135,{"$f":"IF(VLOOKUP(C894,'ورودی نیروها'!M$4:Q$1048576,5,FALSE)=0,IF(K894=1,2*L894+2*M894,IF(K894=2,L894+2*M894,IF(K894=3,2*L894+M894,L894+M894))),VLOOKUP(C894,'ورودی نیروها'!M$4:Q$1048576,5,FALSE))","v":590},2955000,2955000,2733750,2733750,1.5555555555555556,40,12.570053699169309,0.420550099829468,0.37979589711327122,1817946.0357624404,446881.09982436616,53100,4.9959022478978863,0.39744478165817543,"-","-","-","-","-"]
[null,{"$f":"'ورودی نیروها'!C888","v":"BASE"},{"$f":"'ورودی نیروها'!D888","v":10},{"$f":"'ورودی نیروها'!E888","v":"ACIS47"},"10 - ACIS47",{"$f":"ABS('ورودی نیروها'!H888)","v":364241.91},{"$f":"ABS('ورودی نیروها'!I888)","v":4319706.9000000004},{"$f":"ABS('ورودی نیروها'!J888)","v":680187.73499999999},{"$f":"VLOOKUP(C895,'ورودی نیروها'!M$4:P$1000000,2,FALSE)","v":70},{"$f":"VLOOKUP(C895,'ورودی نیروها'!M$4:P$1000000,3,FALSE)","v":45},{"$f":"VLOOKUP(C895,'ورودی نیروها'!M$4:P$1000000,4,FALSE)","v":1},160,135,{"$f":"IF(VLOOKUP(C895,'ورودی نیروها'!M$4:Q$1048576,5,FALSE)=0,IF(K895=1,2*L895+2*M895,IF(K895=2,L895+2*M895,IF(K895=3,2*L895+M895,L895+M895))),VLOOKUP(C895,'ورودی نیروها'!M$4:Q$1048576,5,FALSE))","v":590},2955000,2955000,2733750,2733750,1.5555555555555556,40,12.570053699169309,0.420550099829468,0.37979589711327122,1816653.168029042,258332.51101976898,53100,7.5688164625491918,0.60213079782223811,"-","-","-","-","-"]
[null,{"$f":"'ورودی نیروها'!C889","v":"BASE"},{"$f":"'ورودی نیروها'!D889","v":10},{"$f":"'ورودی نیروها'!E889","v":"ACIS48"},"10 - ACIS48",{"$f":"ABS('ورودی نیروها'!H889)","v":294392.36},{"$f":"ABS('ورودی نیروها'!I889)","v":4303576.82},{"$f":"ABS('ورودی نیروها'!J889)","v":737635.25600000005},{"$f":"VLOOKUP(C896,'ورودی نیروها'!M$4:P$1000000,2,FALSE)","v":70},{"$f":"VLOOKUP(C896,'ورودی نیروها'!M$4:P$1000000,3,FALSE)","v":45},{"$f":"VLOOKUP(C896,'ورودی نیروها'!M$4:P$1000000,4,FALSE)","v":1},160,135,{"$f":"IF(VLOOKUP(C896,'ورودی نیروها'!M$4:Q$1048576,5,FALSE)=0,IF(K896=1,2*L896+2*M896,IF(K896=2,L896+2*M896,IF(K896=3,2*L896+M896,L896+M896))),VLOOKUP(C896,'ورودی نیروها'!M$4:Q$1048576,5,FALSE))","v":590},2955000,2955000,2733750,2733750,1.5555555555555556,40,12.570053699169309,0.420550099829468,0.37979589711327122,1809869.6612747845,280150.84379489749,53100,6.2590678731954821,0.49793485556940081,"-","-","-","-","-"]
[null,{"$f":"'ورودی نیروها'!C890","v":"BASE"},{"$f":"'ورودی نیروها'!D890","v":10},{"$f":"'ورودی نیروها'!E890","v":"ACIS49"},"10 - ACIS49",{"$f":"ABS('ورودی نیروها'!H890)","v":59136.71},{"$f":"ABS('ورودی نیروها'!I890)","v":1174747.2549999999},{"$f":"ABS('ورودی نیروها'!J890)","v":3351312.56},{"$f":"VLOOKUP(C897,'ورودی نیروها'!M$4:P$1000000,2,FALSE)","v":70},{"$f":"VLOOKUP(C897,'ورودی نیروها'!M$4:P$1000000,3,FALSE)","v":45},{"$f":"VLOOKUP(C897,'ورودی نیروها'!M$4:P$1000000,4,FALSE)","v":1},160,135,{"$f":"IF(VLOOKUP(C897,'ورودی نیروها'!M$4:Q$1048576,5,FALSE)=0,IF(K897=1,2*L897+2*M897,IF(K897=2,L897+2*M897,IF(K897=3,2*L897+M897,L897+M897))),VLOOKUP(C897,'ورودی نیروها'!M$4:Q$1048576,5,FALSE))","v":590},2955000,2955000,2733750,2733750,1.5555555555555556,40,12.570053699169309,0.420550099829468,0.37979589711327122,494040.07536464348,1272814.7602321736,53100,1.746466492278687,0.13893866598152257,"-","-","-","-","-"]
[null,{"$f":"'ورودی نیروها'!C891","v":"BASE"},{"$f":"'ورودی نیروها'!D891","v":10},{"$f":"'ورودی نیروها'!E891","v":"ACIS50"},"10 - ACIS50",{"$f":"ABS('ورودی نیروها'!H891)","v":10712.84},{"$f":"ABS('ورودی نیروها'!I891)","v":1190877.334},{"$f":"ABS('ورودی نیروها'!J891)","v":3293865.04},{"$f":"VLOOKUP(C898,'ورودی نیروها'!M$4:P$1000000,2,FALSE)","v":70},{"$f":"VLOOKUP(C898,'ورودی نیروها'!M$4:P$1000000,3,FALSE)","v":45},{"$f":"VLOOKUP(C898,'ورودی نیروها'!M$4:P$1000000,4,FALSE)","v":1},160,135,{"$f":"IF(VLOOKUP(C898,'ورودی نیروها'!M$4:Q$1048576,5,FALSE)=0,IF(K898=1,2*L898+2*M898,IF(K898=2,L898+2*M898,IF(K898=3,2*L898+M898,L898+M898))),VLOOKUP(C898,'ورودی نیروها'!M$4:Q$1048576,5,FALSE))","v":590},2955000,2955000,2733750,2733750,1.5555555555555556,40,12.570053699169309,0.420550099829468,0.37979589711327122,500823.58169835072,1250996.427836841,53100,0.82884370686441233,6.5937960704112702E-2,"-","-","-","-","-"]
[null,{"$f":"'ورودی نیروها'!C892","v":"BASE"},{"$f":"'ورودی نیروها'!D892","v":10},{"$f":"'ورودی نیروها'!E892","v":"ACIS51"},"10 - ACIS51",{"$f":"ABS('ورودی نیروها'!H892)","v":82772.789999999994},{"$f":"ABS('ورودی نیروها'!I892)","v":1324222.138},{"$f":"ABS('ورودی نیروها'!J892)","v":3332374.32},{"$f":"VLOOKUP(C899,'ورودی نیروها'!M$4:P$1000000,2,FALSE)","v":70},{"$f":"VLOOKUP(C899,'ورودی نیروها'!M$4:P$1000000,3,FALSE)","v":45},{"$f":"VLOOKUP(C899,'ورودی نیروها'!M$4:P$1000000,4,FALSE)","v":1},160,135,{"$f":"IF(VLOOKUP(C899,'ورودی نیروها'!M$4:Q$1048576,5,FALSE)=0,IF(K899=1,2*L899+2*M899,IF(K899=2,L899+2*M899,IF(K899=3,2*L899+M899,L899+M899))),VLOOKUP(C899,'ورودی نیروها'!M$4:Q$1048576,5,FALSE))","v":590},2955000,2955000,2733750,2733750,1.5555555555555556,40,12.570053699169309,0.420550099829468,0.37979589711327122,556901.75233229157,1265622.0943816272,53100,2.2102323345061321,0.17583316566517096,"-","-","-","-","-"]
[null,{"$f":"'ورودی نیروها'!C893","v":"BASE"},{"$f":"'ورودی نیروها'!D893","v":10},{"$f":"'ورودی نیروها'!E893","v":"ACIS52"},"10 - ACIS52",{"$f":"ABS('ورودی نیروها'!H893)","v":12923.23},{"$f":"ABS('ورودی نیروها'!I893)","v":1308092.058},{"$f":"ABS('ورودی نیروها'!J893)","v":3274926.8},{"$f":"VLOOKUP(C900,'ورودی نیروها'!M$4:P$1000000,2,FALSE)","v":70},{"$f":"VLOOKUP(C900,'ورودی نیروها'!M$4:P$1000000,3,FALSE)","v":45},{"$f":"VLOOKUP(C900,'ورودی نیروها'!M$4:P$1000000,4,FALSE)","v":1},160,135,{"$f":"IF(VLOOKUP(C900,'ورودی نیروها'!M$4:Q$1048576,5,FALSE)=0,IF(K900=1,2*L900+2*M900,IF(K900=2,L900+2*M900,IF(K900=3,2*L900+M900,L900+M900))),VLOOKUP(C900,'ورودی نیروها'!M$4:Q$1048576,5,FALSE))","v":590},2955000,2955000,2733750,2733750,1.5555555555555556,40,12.570053699169309,0.420550099829468,0.37979589711327122,550118.2455780342,1243803.7619862945,53100,0.88452135649180241,7.0367349071090754E-2,"-","-","-","-","-"]
[null,{"$f":"'ورودی نیروها'!C894","v":"BASE"},{"$f":"'ورودی نیروها'!D894","v":10},{"$f":"'ورودی نیروها'!E894","v":"ACIS54"},"10 - ACIS54",{"$f":"ABS('ورودی نیروها'!H894)","v":293995.93},{"$f":"ABS('ورودی نیروها'!I894)","v":1238761.6340000001},{"$f":"ABS('ورودی نیروها'!J894)","v":3029587.8939999999},{"$f":"VLOOKUP(C901,'ورودی نیروها'!M$4:P$1000000,2,FALSE)","v":70},{"$f":"VLOOKUP(C901,'ورودی نیروها'!M$4:P$1000000,3,FALSE)","v":45},{"$f":"VLOOKUP(C901,'ورودی نیروها'!M$4:P$1000000,4,FALSE)","v":1},160,135,{"$f":"IF(VLOOKUP(C901,'ورودی نیروها'!M$4:Q$1048576,5,FALSE)=0,IF(K901=1,2*L901+2*M901,IF(K901=2,L901+2*M901,IF(K901=3,2*L901+M901,L901+M901))),VLOOKUP(C901,'ورودی نیروها'!M$4:Q$1048576,5,FALSE))","v":590},2955000,2955000,2733750,2733750,1.5555555555555556,40,12.570053699169309,0.420550099829468,0.37979589711327122,520961.32884361496,1150625.0520852359,53100,6.1338409899387045,0.48797253669203172,"-","-","-","-","-"]
[null,{"$f":"'ورودی نیروها'!C895","v":"BASE"},{"$f":"'ورودی نیروها'!D895","v":10},{"$f":"'ورودی نیروها'!E895","v":"ACIS55"},"10 - ACIS55",{"$f":"ABS('ورودی نیروها'!H895)","v":317632.01},{"$f":"ABS('ورودی نیروها'!I895)","v":1260207.7579999999},{"$f":"ABS('ورودی نیروها'!J895)","v":3048526.128},{"$f":"VLOOKUP(C902,'ورودی نیروها'!M$4:P$1000000,2,FALSE)","v":70},{"$f":"VLOOKUP(C902,'ورودی نیروها'!M$4:P$1000000,3,FALSE)","v":45},{"$f":"VLOOKUP(C902,'ورودی نیروها'!M$4:P$1000000,4,FALSE)","v":1},160,135,{"$f":"IF(VLOOKUP(C902,'ورودی نیروها'!M$4:Q$1048576,5,FALSE)=0,IF(K902=1,2*L902+2*M902,IF(K902=2,L902+2*M902,IF(K902=3,2*L902+M902,L902+M902))),VLOOKUP(C902,'ورودی نیروها'!M$4:Q$1048576,5,FALSE))","v":590},2955000,2955000,2733750,2733750,1.5555555555555556,40,12.570053699169309,0.420550099829468,0.37979589711327122,529980.49843277002,1157817.7156570072,53100,6.5846481407319324,0.52383611862907786,"-","-","-","-","-"]
[null,{"$f":"'ورودی نیروها'!C896","v":"BASE"},{"$f":"'ورودی نیروها'!D896","v":10},{"$f":"'ورودی نیروها'!E896","v":"ACIS56"},"10 - ACIS56",{"$f":"ABS('ورودی نیروها'!H896)","v":247782.45},{"$f":"ABS('ورودی نیروها'!I896)","v":1244077.6780000001},{"$f":"ABS('ورودی نیروها'!J896)","v":3105973.648},{"$f":"VLOOKUP(C903,'ورودی نیروها'!M$4:P$1000000,2,FALSE)","v":70},{"$f":"VLOOKUP(C903,'ورودی نیروها'!M$4:P$1000000,3,FALSE)","v":45},{"$f":"VLOOKUP(C903,'ورودی نیروها'!M$4:P$1000000,4,FALSE)","v":1},160,135,{"$f":"IF(VLOOKUP(C903,'ورودی نیروها'!M$4:Q$1048576,5,FALSE)=0,IF(K903=1,2*L903+2*M903,IF(K903=2,L903+2*M903,IF(K903=3,2*L903+M903,L903+M903))),VLOOKUP(C903,'ورودی نیروها'!M$4:Q$1048576,5,FALSE))","v":590},2955000,2955000,2733750,2733750,1.5555555555555556,40,12.570053699169309,0.420550099829468,0.37979589711327122,523196.99167851277,1179636.0480523396,53100,5.2748993629153764,0.41964016138323801,"-","-","-","-","-"]
[null,{"$f":"'ورودی نیروها'!C897","v":"BASE"},{"$f":"'ورودی نیروها'!D897","v":10},{"$f":"'ورودی نیروها'!E897","v":"ACIS57"},"10 - ACIS57",{"$f":"ABS('ورودی نیروها'!H897)","v":60675.54},{"$f":"ABS('ورودی نیروها'!I897)","v":1241275.4990000001},{"$f":"ABS('ورودی نیروها'!J897)","v":3298638.37},{"$f":"VLOOKUP(C904,'ورودی نیروها'!M$4:P$1000000,2,FALSE)","v":70},{"$f":"VLOOKUP(C904,'ورودی نیروها'!M$4:P$1000000,3,FALSE)","v":45},{"$f":"VLOOKUP(C904,'ورودی نیروها'!M$4:P$1000000,4,FALSE)","v":1},160,135,{"$f":"IF(VLOOKUP(C904,'ورودی نیروها'!M$4:Q$1048576,5,FALSE)=0,IF(K904=1,2*L904+2*M904,IF(K904=2,L904+2*M904,IF(K904=3,2*L904+M904,L904+M904))),VLOOKUP(C904,'ورودی نیروها'!M$4:Q$1048576,5,FALSE))","v":590},2955000,2955000,2733750,2733750,1.5555555555555556,40,12.570053699169309,0.420550099829468,0.37979589711327122,522018.53502032271,1252809.3189864086,53100,1.7775965691464615,0.14141519294097638,"-","-","-","-","-"]
[null,{"$f":"'ورودی نیروها'!C898","v":"BASE"},{"$f":"'ورودی نیروها'!D898","v":10},{"$f":"'ورودی نیروها'!E898","v":"ACIS58"},"10 - ACIS58",{"$f":"ABS('ورودی نیروها'!H898)","v":9174.01},{"$f":"ABS('ورودی نیروها'!I898)","v":1257405.578},{"$f":"ABS('ورودی نیروها'!J898)","v":3241190.85},{"$f":"VLOOKUP(C905,'ورودی نیروها'!M$4:P$1000000,2,FALSE)","v":70},{"$f":"VLOOKUP(C905,'ورودی نیروها'!M$4:P$1000000,3,FALSE)","v":45},{"$f":"VLOOKUP(C905,'ورودی نیروها'!M$4:P$1000000,4,FALSE)","v":1},160,135,{"$f":"IF(VLOOKUP(C905,'ورودی نیروها'!M$4:Q$1048576,5,FALSE)=0,IF(K905=1,2*L905+2*M905,IF(K905=2,L905+2*M905,IF(K905=3,2*L905+M905,L905+M905))),VLOOKUP(C905,'ورودی نیروها'!M$4:Q$1048576,5,FALSE))","v":590},2955000,2955000,2733750,2733750,1.5555555555555556,40,12.570053699169309,0.420550099829468,0.37979589711327122,528802.04135402991,1230990.986591076,53100,0.80201408505045391,6.3803552812463721E-2,"-","-","-","-","-"]
[null,{"$f":"'ورودی نیروها'!C899","v":"BASE"},{"$f":"'ورودی نیروها'!D899","v":10},{"$f":"'ورودی نیروها'!E899","v":"ACIS59"},"10 - ACIS59",{"$f":"ABS('ورودی نیروها'!H899)","v":84311.62},{"$f":"ABS('ورودی نیروها'!I899)","v":1257693.8940000001},{"$f":"ABS('ورودی نیروها'!J899)","v":3279700.13},{"$f":"VLOOKUP(C906,'ورودی نیروها'!M$4:P$1000000,2,FALSE)","v":70},{"$f":"VLOOKUP(C906,'ورودی نیروها'!M$4:P$1000000,3,FALSE)","v":45},{"$f":"VLOOKUP(C906,'ورودی نیروها'!M$4:P$1000000,4,FALSE)","v":1},160,135,{"$f":"IF(VLOOKUP(C906,'ورودی نیروها'!M$4:Q$1048576,5,FALSE)=0,IF(K906=1,2*L906+2*M906,IF(K906=2,L906+2*M906,IF(K906=3,2*L906+M906,L906+M906))),VLOOKUP(C906,'ورودی نیروها'!M$4:Q$1048576,5,FALSE))","v":590},2955000,2955000,2733750,2733750,1.5555555555555556,40,12.570053699169309,0.420550099829468,0.37979589711327122,528923.29267661239,1245616.6531358622,53100,2.2224260596610947,0.17680322716584446,"-","-","-","-","-"]
[null,{"$f":"'ورودی نیروها'!C900","v":"BASE"},{"$f":"'ورودی نیروها'!D900","v":10},{"$f":"'ورودی نیروها'!E900","v":"ACIS60"},"10 - ACIS60",{"$f":"ABS('ورودی نیروها'!H900)","v":14462.06},{"$f":"ABS('ورودی نیروها'!I900)","v":1241563.814},{"$f":"ABS('ورودی نیروها'!J900)","v":3222252.61},{"$f":"VLOOKUP(C907,'ورودی نیروها'!M$4:P$1000000,2,FALSE)","v":70},{"$f":"VLOOKUP(C907,'ورودی نیروها'!M$4:P$1000000,3,FALSE)","v":45},{"$f":"VLOOKUP(C907,'ورودی نیروها'!M$4:P$1000000,4,FALSE)","v":1},160,135,{"$f":"IF(VLOOKUP(C907,'ورودی نیروها'!M$4:Q$1048576,5,FALSE)=0,IF(K907=1,2*L907+2*M907,IF(K907=2,L907+2*M907,IF(K907=3,2*L907+M907,L907+M907))),VLOOKUP(C907,'ورودی نیروها'!M$4:Q$1048576,5,FALSE))","v":590},2955000,2955000,2733750,2733750,1.5555555555555556,40,12.570053699169309,0.420550099829468,0.37979589711327122,522139.78592235508,1223798.3207405296,53100,0.89671508164676483,7.1337410571764237E-2,"-","-","-","-","-"]
[null,{"$f":"'ورودی نیروها'!C901","v":"BASE"},{"$f":"'ورودی نیروها'!D901","v":10},{"$f":"'ورودی نیروها'!E901","v":"ACIS61"},{"$f":"CONCATENATE(C908,\" - \",D908)","v":"10 - ACIS61"},{"$f":"ABS('ورودی نیروها'!H901)","v":292457.09999999998},{"$f":"ABS('ورودی نیروها'!I901)","v":1172233.3899999999},{"$f":"ABS('ورودی نیروها'!J901)","v":2976913.702},{"$f":"VLOOKUP(C908,'ورودی نیروها'!M$4:P$1000000,2,FALSE)","v":70},{"$f":"VLOOKUP(C908,'ورودی نیروها'!M$4:P$1000000,3,FALSE)","v":45},{"$f":"VLOOKUP(C908,'ورودی نیروها'!M$4:P$1000000,4,FALSE)","v":1},{"$f":"IF(OR(K908=1,K908=2),I908+$C$6,I908+($C$6/2))","v":160},{"$f":"IF(OR(K908=1,K908=3),J908+$C$6,J908+($C$6/2))","v":135},{"$f":"IF(VLOOKUP(C908,'ورودی نیروها'!M$4:Q$1048576,5,FALSE)=0,IF(K908=1,2*L908+2*M908,IF(K908=2,L908+2*M908,IF(K908=3,2*L908+M908,L908+M908))),VLOOKUP(C908,'ورودی نیروها'!M$4:Q$1048576,5,FALSE))","v":590},{"$f":"IF(K908=1,(L908*$C$6*(L908+3*M908)+$C$6^3)/3,IF(K908=2,(2*M908^2*$C$6*(M908+2*L908)+$C$6^3*(2*M908+L908))/(6*M908),IF(K908=3,M908*$C$6*(M908+6*L908)/6,($C$6*(L908+4*M908)+$C$6^3*(L908+M908))/(6*L908))))","v":2955000},{"$f":"IF(K908=1,(L908*$C$6*(L908+3*M908)+$C$6^3)/3,IF(K908=2,(2*M908^2*$C$6*(M908+2*L908)+$C$6^3*(2*M908+L908))/(6*(L908+M908)),IF(K908=3,(M908*$C$6*(M908+6*L908)+$C$6^3)/6,(L908^2*$C$6*(L908+4*M908)+$C$6^3*(L908+M908))/(6*(L908+2*M908)))))","v":2955000},{"$f":"IF(K908=1,(M908*$C$6*(M908+3*L908)+$C$6^3)/3,IF(K908=2,L908*$C$6*(L908+6*M908)/6,IF(K908=3,(2*L908^2*$C$6*(L908+2*M908)+$C$6^3*(2*L908+M908))/(6*L908),($C$6*(M908+4*L908)+$C$6^3*(M908+L908))/(6*M908))))","v":2733750},{"$f":"IF(K908=1,(M908*$C$6*(M908+3*L908)+$C$6^3)/3,IF(K908=2,(L908*$C$6*(L908+6*M908)+$C$6^3)/6,IF(K908=3,(2*L908^2*$C$6*(L908+2*M908)+$C$6^3*(2*L908+M908))/(6*(M908+L908)),(M908^2*$C$6*(M908+4*L908)+$C$6^3*(M908+L908))/(6*(M908+2*L908)))))","v":2733750},{"$f":"MAX(I908:J908)/MIN(I908:J908)","v":1.5555555555555556},{"$f":"IF(K908=1,40,IF(K908=4,20,30))","v":40},{"$f":"MIN(0.53*$C$5*(1+(2/S908))*SQRT($C$4),0.53*$C$5*(1+((T908*$C$6)/(2*N908)))*SQRT($C$4),1.06*$C$5*SQRT($C$4))","v":12.570053699169309},{"$f":"1-(1/((1+(2/3)*SQRT(L908/M908))))","v":0.420550099829468},{"$f":"1-(1/((1+(2/3)*SQRT(M908/L908))))","v":0.37979589711327122},{"$f":"V908*G908","v":492982.86918793566},{"$f":"W908*H908","v":1130619.6100798794},{"$f":"N908*$C$6","v":53100},{"$f":"(F908/Z908)+(X908/MIN(O908:P908))+(Y908/MIN(Q908:R908))","v":6.0880750161340771},{"$f":"AA908/U908","v":0.48433166331949778},{"$f":"IF(AB908<=1,\"-\",F908/$C$5)","v":"-"},{"$f":"IF(AB908<=1,\"-\",3*U908*N908*$C$6/$C$5)","v":"-"},{"$f":"IF(AB908<=1,\"-\",IF(AC908<=AD908,\"OK\",\"NOT OK\"))","v":"-"},{"$f":"IF(AB908<=1,\"-\",IF(OR($C$6>=15,$C$6>=16*($C$8/10)),\"OK\",\"NOT OK\"))","v":"-"},{"$f":"IF(OR(AE908=\"NOT OK\",AF908=\"NOT OK\"),\"CANT USE\",IF(AB908<=1,\"-\",(AA908-U908)*N908/($C$5*$C$7)))","v":"-"}]
[null,{"$f":"'ورودی نیروها'!C902","v":"BASE"},{"$f":"'ورودی نیروها'!D902","v":10},{"$f":"'ورودی نیروها'!E902","v":"ACIS62"},"10 - ACIS62",{"$f":"ABS('ورودی نیروها'!H902)","v":222607.54},{"$f":"ABS('ورودی نیروها'!I902)","v":1188363.47},{"$f":"ABS('ورودی نیروها'!J902)","v":3034361.2220000001},{"$f":"VLOOKUP(C909,'ورودی نیروها'!M$4:P$1000000,2,FALSE)","v":70},{"$f":"VLOOKUP(C909,'ورودی نیروها'!M$4:P$1000000,3,FALSE)","v":45},{"$f":"VLOOKUP(C909,'ورودی نیروها'!M$4:P$1000000,4,FALSE)","v":1},160,135,{"$f":"IF(VLOOKUP(C909,'ورودی نیروها'!M$4:Q$1048576,5,FALSE)=0,IF(K909=1,2*L909+2*M909,IF(K909=2,L909+2*M909,IF(K909=3,2*L909+M909,L909+M909))),VLOOKUP(C909,'ورودی نیروها'!M$4:Q$1048576,5,FALSE))","v":590},2955000,2955000,2733750,2733750,1.5555555555555556,40,12.570053699169309,0.420550099829468,0.37979589711327122,499766.37594219297,1152437.942475212,53100,4.7829174442425693,0.38050095558133123,"-","-","-","-","-"]
[null,{"$f":"'ورودی نیروها'!C903","v":"BASE"},{"$f":"'ورودی نیروها'!D903","v":10},{"$f":"'ورودی نیروها'!E903","v":"ACIS64"},"10 - ACIS64",{"$f":"ABS('ورودی نیروها'!H903)","v":316093.18},{"$f":"ABS('ورودی نیروها'!I903)","v":1326736.0020000001},{"$f":"ABS('ورودی نیروها'!J903)","v":2995851.9350000001},{"$f":"VLOOKUP(C910,'ورودی نیروها'!M$4:P$1000000,2,FALSE)","v":70},{"$f":"VLOOKUP(C910,'ورودی نیروها'!M$4:P$1000000,3,FALSE)","v":45},{"$f":"VLOOKUP(C910,'ورودی نیروها'!M$4:P$1000000,4,FALSE)","v":1},160,135,{"$f":"IF(VLOOKUP(C910,'ورودی نیروها'!M$4:Q$1048576,5,FALSE)=0,IF(K910=1,2*L910+2*M910,IF(K910=2,L910+2*M910,IF(K910=3,2*L910+M910,L910+M910))),VLOOKUP(C910,'ورودی نیروها'!M$4:Q$1048576,5,FALSE))","v":590},2955000,2955000,2733750,2733750,1.5555555555555556,40,12.570053699169309,0.420550099829468,0.37979589711327122,557958.95808844932,1137812.2732718545,53100,6.5578185185011879,0.52170171070427174,"-","-","-","-","-"]
[null,{"$f":"'ورودی نیروها'!C904","v":"BASE"},{"$f":"'ورودی نیروها'!D904","v":10},{"$f":"'ورودی نیروها'!E904","v":"ACIS65"},"10 - ACIS65",{"$f":"ABS('ورودی نیروها'!H904)","v":57597.88},{"$f":"ABS('ورودی نیروها'!I904)","v":1108219.0109999999},{"$f":"ABS('ورودی نیروها'!J904)","v":3403986.75},{"$f":"VLOOKUP(C911,'ورودی نیروها'!M$4:P$1000000,2,FALSE)","v":70},{"$f":"VLOOKUP(C911,'ورودی نیروها'!M$4:P$1000000,3,FALSE)","v":45},{"$f":"VLOOKUP(C911,'ورودی نیروها'!M$4:P$1000000,4,FALSE)","v":1},160,135,{"$f":"IF(VLOOKUP(C911,'ورودی نیروها'!M$4:Q$1048576,5,FALSE)=0,IF(K911=1,2*L911+2*M911,IF(K911=2,L911+2*M911,IF(K911=3,2*L911+M911,L911+M911))),VLOOKUP(C911,'ورودی نیروها'!M$4:Q$1048576,5,FALSE))","v":590},2955000,2955000,2733750,2733750,1.5555555555555556,40,12.570053699169309,0.420550099829468,0.37979589711327122,466061.61570896429,1292820.2014779386,53100,1.7153364154109128,0.13646213902206883,"-","-","-","-","-"]
[null,{"$f":"'ورودی نیروها'!C905","v":"BASE"},{"$f":"'ورودی نیروها'!D905","v":10},{"$f":"'ورودی نیروها'!E905","v":"ACIS67"},"10 - ACIS67",{"$f":"ABS('ورودی نیروها'!H905)","v":12251.67},{"$f":"ABS('ورودی نیروها'!I905)","v":1124349.0900000001},{"$f":"ABS('ورودی نیروها'!J905)","v":3346539.23},{"$f":"VLOOKUP(C912,'ورودی نیروها'!M$4:P$1000000,2,FALSE)","v":70},{"$f":"VLOOKUP(C912,'ورودی نیروها'!M$4:P$1000000,3,FALSE)","v":45},{"$f":"VLOOKUP(C912,'ورودی نیروها'!M$4:P$1000000,4,FALSE)","v":1},160,135,{"$f":"IF(VLOOKUP(C912,'ورودی نیروها'!M$4:Q$1048576,5,FALSE)=0,IF(K912=1,2*L912+2*M912,IF(K912=2,L912+2*M912,IF(K912=3,2*L912+M912,L912+M912))),VLOOKUP(C912,'ورودی نیروها'!M$4:Q$1048576,5,FALSE))","v":590},2955000,2955000,2733750,2733750,1.5555555555555556,40,12.570053699169309,0.420550099829468,0.37979589711327122,472845.12204267154,1271001.8690826059,53100,0.85567332867837065,6.807236859576167E-2,"-","-","-","-","-"]
[null,{"$f":"'ورودی نیروها'!C906","v":"BASE"},{"$f":"'ورودی نیروها'!D906","v":10},{"$f":"'ورودی نیروها'!E906","v":"ACIS68"},"10 - ACIS68",{"$f":"ABS('ورودی نیروها'!H906)","v":11384.4},{"$f":"ABS('ورودی نیروها'!I906)","v":1374620.3019999999},{"$f":"ABS('ورودی نیروها'!J906)","v":3327601},{"$f":"VLOOKUP(C913,'ورودی نیروها'!M$4:P$1000000,2,FALSE)","v":70},{"$f":"VLOOKUP(C913,'ورودی نیروها'!M$4:P$1000000,3,FALSE)","v":45},{"$f":"VLOOKUP(C913,'ورودی نیروها'!M$4:P$1000000,4,FALSE)","v":1},160,135,{"$f":"IF(VLOOKUP(C913,'ورودی نیروها'!M$4:Q$1048576,5,FALSE)=0,IF(K913=1,2*L913+2*M913,IF(K913=2,L913+2*M913,IF(K913=3,2*L913+M913,L913+M913))),VLOOKUP(C913,'ورودی نیروها'!M$4:Q$1048576,5,FALSE))","v":590},2955000,2955000,2733750,2733750,1.5555555555555556,40,12.570053699169309,0.420550099829468,0.37979589711327122,578096.70523371338,1263809.2070300183,53100,0.87232763272612512,6.9397287680940681E-2,"-","-","-","-","-"]
[null,{"$f":"'ورودی نیروها'!C907","v":"BASE"},{"$f":"'ورودی نیروها'!D907","v":10},{"$f":"'ورودی نیروها'!E907","v":"ACIS69"},"10 - ACIS69",{"$f":"ABS('ورودی نیروها'!H907)","v":295534.76},{"$f":"ABS('ورودی نیروها'!I907)","v":1305289.878},{"$f":"ABS('ورودی نیروها'!J907)","v":3082262.0860000001},{"$f":"VLOOKUP(C914,'ورودی نیروها'!M$4:P$1000000,2,FALSE)","v":70},{"$f":"VLOOKUP(C914,'ورودی نیروها'!M$4:P$1000000,3,FALSE)","v":45},{"$f":"VLOOKUP(C914,'ورودی نیروها'!M$4:P$1000000,4,FALSE)","v":1},160,135,{"$f":"IF(VLOOKUP(C914,'ورودی نیروها'!M$4:Q$1048576,5,FALSE)=0,IF(K914=1,2*L914+2*M914,IF(K914=2,L914+2*M914,IF(K914=3,2*L914+M914,L914+M914))),VLOOKUP(C914,'ورودی نیروها'!M$4:Q$1048576,5,FALSE))","v":590},2955000,2955000,2733750,2733750,1.5555555555555556,40,12.570053699169309,0.420550099829468,0.37979589711327122,548939.78849929408,1170630.4940905927,53100,6.179606963743332,0.49161341006456566,"-","-","-","-","-"]
[null,{"$f":"'ورودی نیروها'!C908","v":"BASE"},{"$f":"'ورودی نیروها'!D908","v":10},{"$f":"'ورودی نیروها'!E908","v":"ACIS70"},"10 - ACIS70",{"$f":"ABS('ورودی نیروها'!H908)","v":225685.2},{"$f":"ABS('ورودی نیروها'!I908)","v":1321419.9580000001},{"$f":"ABS('ورودی نیروها'!J908)","v":3139709.6069999998},{"$f":"VLOOKUP(C915,'ورودی نیروها'!M$4:P$1000000,2,FALSE)","v":70},{"$f":"VLOOKUP(C915,'ورودی نیروها'!M$4:P$1000000,3,FALSE)","v":45},{"$f":"VLOOKUP(C915,'ورودی نیروها'!M$4:P$1000000,4,FALSE)","v":1},160,135,{"$f":"IF(VLOOKUP(C915,'ورودی نیروها'!M$4:Q$1048576,5,FALSE)=0,IF(K915=1,2*L915+2*M915,IF(K915=2,L915+2*M915,IF(K915=3,2*L915+M915,L915+M915))),VLOOKUP(C915,'ورودی نیروها'!M$4:Q$1048576,5,FALSE))","v":590},2955000,2955000,2733750,2733750,1.5555555555555556,40,12.570053699169309,0.420550099829468,0.37979589711327122,555723.29525355145,1192448.8268657213,53100,4.874449391990753,0.38778270233745149,"-","-","-","-","-"]
[null,{"$f":"'ورودی نیروها'!C909","v":"BASE"},{"$f":"'ورودی نیروها'!D909","v":10},{"$f":"'ورودی نیروها'!E909","v":"ACIS71"},"10 - ACIS71",{"$f":"ABS('ورودی نیروها'!H909)","v":319170.84000000003},{"$f":"ABS('ورودی نیروها'!I909)","v":1193679.514},{"$f":"ABS('ورودی نیروها'!J909)","v":3101200.32},{"$f":"VLOOKUP(C916,'ورودی نیروها'!M$4:P$1000000,2,FALSE)","v":70},{"$f":"VLOOKUP(C916,'ورودی نیروها'!M$4:P$1000000,3,FALSE)","v":45},{"$f":"VLOOKUP(C916,'ورودی نیروها'!M$4:P$1000000,4,FALSE)","v":1},160,135,{"$f":"IF(VLOOKUP(C916,'ورودی نیروها'!M$4:Q$1048576,5,FALSE)=0,IF(K916=1,2*L916+2*M916,IF(K916=2,L916+2*M916,IF(K916=3,2*L916+M916,L916+M916))),VLOOKUP(C916,'ورودی نیروها'!M$4:Q$1048576,5,FALSE))","v":590},2955000,2955000,2733750,2733750,1.5555555555555556,40,12.570053699169309,0.420550099829468,0.37979589711327122,502002.03877709084,1177823.1576623637,53100,6.611477762823748,0.5259705265428315,"-","-","-","-","-"]
[null,{"$f":"'ورودی نیروها'!C910","v":"BASE"},{"$f":"'ورودی نیروها'!D910","v":10},{"$f":"'ورودی نیروها'!E910","v":"ACIS72"},"10 - ACIS72",{"$f":"ABS('ورودی نیروها'!H910)","v":249321.28},{"$f":"ABS('ورودی نیروها'!I910)","v":1177549.4339999999},{"$f":"ABS('ورودی نیروها'!J910)","v":3158647.84},{"$f":"VLOOKUP(C917,'ورودی نیروها'!M$4:P$1000000,2,FALSE)","v":70},{"$f":"VLOOKUP(C917,'ورودی نیروها'!M$4:P$1000000,3,FALSE)","v":45},{"$f":"VLOOKUP(C917,'ورودی نیروها'!M$4:P$1000000,4,FALSE)","v":1},160,135,{"$f":"IF(VLOOKUP(C917,'ورودی نیروها'!M$4:Q$1048576,5,FALSE)=0,IF(K917=1,2*L917+2*M917,IF(K917=2,L917+2*M917,IF(K917=3,2*L917+M917,L917+M917))),VLOOKUP(C917,'ورودی نیروها'!M$4:Q$1048576,5,FALSE))","v":590},2955000,2955000,2733750,2733750,1.5555555555555556,40,12.570053699169309,0.420550099829468,0.37979589711327122,495218.53202283347,1199641.4900576964,53100,5.3017289850071911,0.42177456929699159,"-","-","-","-","-"]
[null,{"$f":"'ورودی نیروها'!C911","v":"BASE"},{"$f":"'ورودی نیروها'!D911","v":10},{"$f":"'ورودی نیروها'!E911","v":"ACIS73"},"10 - ACIS73",{"$f":"ABS('ورودی نیروها'!H911)","v":113762.02},{"$f":"ABS('ورودی نیروها'!I911)","v":4112616.5780000002},{"$f":"ABS('ورودی نیروها'!J911)","v":1140092.0049999999},{"$f":"VLOOKUP(C918,'ورودی نیروها'!M$4:P$1000000,2,FALSE)","v":70},{"$f":"VLOOKUP(C918,'ورودی نیروها'!M$4:P$1000000,3,FALSE)","v":45},{"$f":"VLOOKUP(C918,'ورودی نیروها'!M$4:P$1000000,4,FALSE)","v":1},160,135,{"$f":"IF(VLOOKUP(C918,'ورودی نیروها'!M$4:Q$1048576,5,FALSE)=0,IF(K918=1,2*L918+2*M918,IF(K918=2,L918+2*M918,IF(K918=3,2*L918+M918,L918+M918))),VLOOKUP(C918,'ورودی نیروها'!M$4:Q$1048576,5,FALSE))","v":590},2955000,2955000,2733750,2733750,1.5555555555555556,40,12.570053699169309,0.420550099829468,0.37979589711327122,1729561.3124382251,433002.26583064307,53100,2.8861021774052822,0.22960141988860477,"-","-","-","-","-"]
[null,{"$f":"'ورودی نیروها'!C912","v":"BASE"},{"$f":"'ورودی نیروها'!D912","v":10},{"$f":"'ورودی نیروها'!E912","v":"ACIS74"},"10 - ACIS74",{"$f":"ABS('ورودی نیروها'!H912)","v":43912.46},{"$f":"ABS('ورودی نیروها'!I912)","v":4128746.6579999998},{"$f":"ABS('ورودی نیروها'!J912)","v":1082644.4850000001},{"$f":"VLOOKUP(C919,'ورودی نیروها'!M$4:P$1000000,2,FALSE)","v":70},{"$f":"VLOOKUP(C919,'ورودی نیروها'!M$4:P$1000000,3,FALSE)","v":45},{"$f":"VLOOKUP(C919,'ورودی نیروها'!M$4:P$1000000,4,FALSE)","v":1},160,135,{"$f":"IF(VLOOKUP(C919,'ورودی نیروها'!M$4:Q$1048576,5,FALSE)=0,IF(K919=1,2*L919+2*M919,IF(K919=2,L919+2*M919,IF(K919=3,2*L919+M919,L919+M919))),VLOOKUP(C919,'ورودی نیروها'!M$4:Q$1048576,5,FALSE))","v":590},2955000,2955000,2733750,2733750,1.5555555555555556,40,12.570053699169309,0.420550099829468,0.37979589711327122,1736344.8191924824,411183.93343531055,53100,1.564982405316,0.12450085280219779,"-","-","-","-","-"]
[null,{"$f":"'ورودی نیروها'!C913","v":"BASE"},{"$f":"'ورودی نیروها'!D913","v":10},{"$f":"'ورودی نیروها'!E913","v":"ACIS75"},"10 - ACIS75",{"$f":"ABS('ورودی نیروها'!H913)","v":184219.78},{"$f":"ABS('ورودی نیروها'!I913)","v":4131820.892},{"$f":"ABS('ورودی نیروها'!J913)","v":774178.13},{"$f":"VLOOKUP(C920,'ورودی نیروها'!M$4:P$1000000,2,FALSE)","v":70},{"$f":"VLOOKUP(C920,'ورودی نیروها'!M$4:P$1000000,3,FALSE)","v":45},{"$f":"VLOOKUP(C920,'ورودی نیروها'!M$4:P$1000000,4,FALSE)","v":1},160,135,{"$f":"IF(VLOOKUP(C920,'ورودی نیروها'!M$4:Q$1048576,5,FALSE)=0,IF(K920=1,2*L920+2*M920,IF(K920=2,L920+2*M920,IF(K920=3,2*L920+M920,L920+M920))),VLOOKUP(C920,'ورودی نیروها'!M$4:Q$1048576,5,FALSE))","v":590},2955000,2955000,2733750,2733750,1.5555555555555556,40,12.570053699169309,0.420550099829468,0.37979589711327122,1737637.6886080815,294029.67740882473,53100,4.1648875546834168,0.33133410996952645,"-","-","-","-","-"]
[null,{"$f":"'ورودی نیروها'!C914","v":"BASE"},{"$f":"'ورودی نیروها'!D914","v":10},{"$f":"'ورودی نیروها'!E914","v":"ACIS76"},"10 - ACIS76",{"$f":"ABS('ورودی نیروها'!H914)","v":114370.23},{"$f":"ABS('ورودی نیروها'!I914)","v":4147950.9720000001},{"$f":"ABS('ورودی نیروها'!J914)","v":831625.65099999995},{"$f":"VLOOKUP(C921,'ورودی نیروها'!M$4:P$1000000,2,FALSE)","v":70},{"$f":"VLOOKUP(C921,'ورودی نیروها'!M$4:P$1000000,3,FALSE)","v":45},{"$f":"VLOOKUP(C921,'ورودی نیروها'!M$4:P$1000000,4,FALSE)","v":1},160,135,{"$f":"IF(VLOOKUP(C921,'ورودی نیروها'!M$4:Q$1048576,5,FALSE)=0,IF(K921=1,2*L921+2*M921,IF(K921=2,L921+2*M921,IF(K921=3,2*L921+M921,L921+M921))),VLOOKUP(C921,'ورودی نیروها'!M$4:Q$1048576,5,FALSE))","v":590},2955000,2955000,2733750,2733750,1.5555555555555556,40,12.570053699169309,0.420550099829468,0.37979589711327122,1744421.1953623388,315848.01018395316,53100,2.8597301712547534,0.22750341722436226,"-","-","-","-","-"]
[null,{"$f":"'ورودی نیروها'!C915","v":"BASE"},{"$f":"'ورودی نیروها'!D915","v":10},{"$f":"'ورودی نیروها'!E915","v":"ACIS78"},"10 - ACIS78",{"$f":"ABS('ورودی نیروها'!H915)","v":192548.94},{"$f":"ABS('ورودی نیروها'!I915)","v":4217281.4000000004},{"$f":"ABS('ورودی نیروها'!J915)","v":1076964.561},{"$f":"VLOOKUP(C922,'ورودی نیروها'!M$4:P$1000000,2,FALSE)","v":70},{"$f":"VLOOKUP(C922,'ورودی نیروها'!M$4:P$1000000,3,FALSE)","v":45},{"$f":"VLOOKUP(C922,'ورودی نیروها'!M$4:P$1000000,4,FALSE)","v":1},160,135,{"$f":"IF(VLOOKUP(C922,'ورودی نیروها'!M$4:Q$1048576,5,FALSE)=0,IF(K922=1,2*L922+2*M922,IF(K922=2,L922+2*M922,IF(K922=3,2*L922+M922,L922+M922))),VLOOKUP(C922,'ورودی نیروها'!M$4:Q$1048576,5,FALSE))","v":590},2955000,2955000,2733750,2733750,1.5555555555555556,40,12.570053699169309,0.420550099829468,0.37979589711327122,1773578.1137789588,409026.72160419531,53100,4.3759738157689956,0.34812689909655531,"-","-","-","-","-"]
[null,{"$f":"'ورودی نیروها'!C916","v":"BASE"},{"$f":"'ورودی نیروها'!D916","v":10},{"$f":"'ورودی نیروها'!E916","v":"ACIS79"},"10 - ACIS79",{"$f":"ABS('ورودی نیروها'!H916)","v":263006.7},{"$f":"ABS('ورودی نیروها'!I916)","v":4198077.08},{"$f":"ABS('ورودی نیروها'!J916)","v":837305.57499999995},{"$f":"VLOOKUP(C923,'ورودی نیروها'!M$4:P$1000000,2,FALSE)","v":70},{"$f":"VLOOKUP(C923,'ورودی نیروها'!M$4:P$1000000,3,FALSE)","v":45},{"$f":"VLOOKUP(C923,'ورودی نیروها'!M$4:P$1000000,4,FALSE)","v":1},160,135,{"$f":"IF(VLOOKUP(C923,'ورودی نیروها'!M$4:Q$1048576,5,FALSE)=0,IF(K923=1,2*L923+2*M923,IF(K923=2,L923+2*M923,IF(K923=3,2*L923+M923,L923+M923))),VLOOKUP(C923,'ورودی نیروها'!M$4:Q$1048576,5,FALSE))","v":590},2955000,2955000,2733750,2733750,1.5555555555555556,40,12.570053699169309,0.420550099829468,0.37979589711327122,1765501.7350858017,318005.2220150684,53100,5.6668333551842744,0.45082013894330197,"-","-","-","-","-"]
[null,{"$f":"'ورودی نیروها'!C917","v":"BASE"},{"$f":"'ورودی نیروها'!D917","v":10},{"$f":"'ورودی نیروها'!E917","v":"ACIS80"},"10 - ACIS80",{"$f":"ABS('ورودی نیروها'!H917)","v":193157.15},{"$f":"ABS('ورودی نیروها'!I917)","v":4181947},{"$f":"ABS('ورودی نیروها'!J917)","v":894753.09499999997},{"$f":"VLOOKUP(C924,'ورودی نیروها'!M$4:P$1000000,2,FALSE)","v":70},{"$f":"VLOOKUP(C924,'ورودی نیروها'!M$4:P$1000000,3,FALSE)","v":45},{"$f":"VLOOKUP(C924,'ورودی نیروها'!M$4:P$1000000,4,FALSE)","v":1},160,135,{"$f":"IF(VLOOKUP(C924,'ورودی نیروها'!M$4:Q$1048576,5,FALSE)=0,IF(K924=1,2*L924+2*M924,IF(K924=2,L924+2*M924,IF(K924=3,2*L924+M924,L924+M924))),VLOOKUP(C924,'ورودی نیروها'!M$4:Q$1048576,5,FALSE))","v":590},2955000,2955000,2733750,2733750,1.5555555555555556,40,12.570053699169309,0.420550099829468,0.37979589711327122,1758718.2283315442,339823.55441040098,53100,4.3570847656916349,0.34662419667941219,"-","-","-","-","-"]
[null,{"$f":"'ورودی نیروها'!C918","v":"BASE"},{"$f":"'ورودی نیروها'!D918","v":10},{"$f":"'ورودی نیروها'!E918","v":"ACIS81"},"10 - ACIS81",{"$f":"ABS('ورودی نیروها'!H918)","v":111974.08},{"$f":"ABS('ورودی نیروها'!I918)","v":4035263.392},{"$f":"ABS('ورودی نیروها'!J918)","v":1201333.72},{"$f":"VLOOKUP(C925,'ورودی نیروها'!M$4:P$1000000,2,FALSE)","v":70},{"$f":"VLOOKUP(C925,'ورودی نیروها'!M$4:P$1000000,3,FALSE)","v":45},{"$f":"VLOOKUP(C925,'ورودی نیروها'!M$4:P$1000000,4,FALSE)","v":1},160,135,{"$f":"IF(VLOOKUP(C925,'ورودی نیروها'!M$4:Q$1048576,5,FALSE)=0,IF(K925=1,2*L925+2*M925,IF(K925=2,L925+2*M925,IF(K925=3,2*L925+M925,L925+M925))),VLOOKUP(C925,'ورودی نیروها'!M$4:Q$1048576,5,FALSE))","v":590},2955000,2955000,2733750,2733750,1.5555555555555556,40,12.570053699169309,0.420550099829468,0.37979589711327122,1697030.4223437977,456261.61791982339,53100,2.8499304515832748,0.22672380880692755,"-","-","-","-","-"]
[null,{"$f":"'ورودی نیروها'!C919","v":"BASE"},{"$f":"'ورودی نیروها'!D919","v":10},{"$f":"'ورودی نیروها'!E919","v":"ACIS82"},"10 - ACIS82",{"$f":"ABS('ورودی نیروها'!H919)","v":42124.52},{"$f":"ABS('ورودی نیروها'!I919)","v":4051393.4720000001},{"$f":"ABS('ورودی نیروها'!J919)","v":1143886.2},{"$f":"VLOOKUP(C926,'ورودی نیروها'!M$4:P$1000000,2,FALSE)","v":70},{"$f":"VLOOKUP(C926,'ورودی نیروها'!M$4:P$1000000,3,FALSE)","v":45},{"$f":"VLOOKUP(C926,'ورودی نیروها'!M$4:P$1000000,4,FALSE)","v":1},160,135,{"$f":"IF(VLOOKUP(C926,'ورودی نیروها'!M$4:Q$1048576,5,FALSE)=0,IF(K926=1,2*L926+2*M926,IF(K926=2,L926+2*M926,IF(K926=3,2*L926+M926,L926+M926))),VLOOKUP(C926,'ورودی نیروها'!M$4:Q$1048576,5,FALSE))","v":590},2955000,2955000,2733750,2733750,1.5555555555555556,40,12.570053699169309,0.420550099829468,0.37979589711327122,1703813.929098055,434443.28552449076,53100,1.5288106794939922,0.12162324172052054,"-","-","-","-","-"]
[null,{"$f":"'ورودی نیروها'!C920","v":"BASE"},{"$f":"'ورودی نیروها'!D920","v":10},{"$f":"'ورودی نیروها'!E920","v":"ACIS83"},"10 - ACIS83",{"$f":"ABS('ورودی نیروها'!H920)","v":182431.84},{"$f":"ABS('ورودی نیروها'!I920)","v":4054467.7059999998},{"$f":"ABS('ورودی نیروها'!J920)","v":712936.41599999997},{"$f":"VLOOKUP(C927,'ورودی نیروها'!M$4:P$1000000,2,FALSE)","v":70},{"$f":"VLOOKUP(C927,'ورودی نیروها'!M$4:P$1000000,3,FALSE)","v":45},{"$f":"VLOOKUP(C927,'ورودی نیروها'!M$4:P$1000000,4,FALSE)","v":1},160,135,{"$f":"IF(VLOOKUP(C927,'ورودی نیروها'!M$4:Q$1048576,5,FALSE)=0,IF(K927=1,2*L927+2*M927,IF(K927=2,L927+2*M927,IF(K927=3,2*L927+M927,L927+M927))),VLOOKUP(C927,'ورودی نیروها'!M$4:Q$1048576,5,FALSE))","v":590},2955000,2955000,2733750,2733750,1.5555555555555556,40,12.570053699169309,0.420550099829468,0.37979589711327122,1705106.7985136539,270770.32569944032,53100,4.1116993848564469,0.32710277006439265,"-","-","-","-","-"]
[null,{"$f":"'ورودی نیروها'!C921","v":"BASE"},{"$f":"'ورودی نیروها'!D921","v":10},{"$f":"'ورودی نیروها'!E921","v":"ACIS84"},"10 - ACIS84",{"$f":"ABS('ورودی نیروها'!H921)","v":112582.29},{"$f":"ABS('ورودی نیروها'!I921)","v":4070597.7859999998},{"$f":"ABS('ورودی نیروها'!J921)","v":770383.93599999999},{"$f":"VLOOKUP(C928,'ورودی نیروها'!M$4:P$1000000,2,FALSE)","v":70},{"$f":"VLOOKUP(C928,'ورودی نیروها'!M$4:P$1000000,3,FALSE)","v":45},{"$f":"VLOOKUP(C928,'ورودی نیروها'!M$4:P$1000000,4,FALSE)","v":1},160,135,{"$f":"IF(VLOOKUP(C928,'ورودی نیروها'!M$4:Q$1048576,5,FALSE)=0,IF(K928=1,2*L928+2*M928,IF(K928=2,L928+2*M928,IF(K928=3,2*L928+M928,L928+M928))),VLOOKUP(C928,'ورودی نیروها'!M$4:Q$1048576,5,FALSE))","v":590},2955000,2955000,2733750,2733750,1.5555555555555556,40,12.570053699169309,0.420550099829468,0.37979589711327122,1711890.3052679114,292588.65809477289,53100,2.8065420012888551,0.22327207730817611,"-","-","-","-","-"]
[null,{"$f":"'ورودی نیروها'!C922","v":"BASE"},{"$f":"'ورودی نیروها'!D922","v":10},{"$f":"'ورودی نیروها'!E922","v":"ACIS85"},"10 - ACIS85",{"$f":"ABS('ورودی نیروها'!H922)","v":194336.88},{"$f":"ABS('ورودی نیروها'!I922)","v":4139928.21},{"$f":"ABS('ورودی نیروها'!J922)","v":1015722.846},{"$f":"VLOOKUP(C929,'ورودی نیروها'!M$4:P$1000000,2,FALSE)","v":70},{"$f":"VLOOKUP(C929,'ورودی نیروها'!M$4:P$1000000,3,FALSE)","v":45},{"$f":"VLOOKUP(C929,'ورودی نیروها'!M$4:P$1000000,4,FALSE)","v":1},160,135,{"$f":"IF(VLOOKUP(C929,'ورودی نیروها'!M$4:Q$1048576,5,FALSE)=0,IF(K929=1,2*L929+2*M929,IF(K929=2,L929+2*M929,IF(K929=3,2*L929+M929,L929+M929))),VLOOKUP(C929,'ورودی نیروها'!M$4:Q$1048576,5,FALSE))","v":590},2955000,2955000,2733750,2733750,1.5555555555555556,40,12.570053699169309,0.420550099829468,0.37979589711327122,1741047.2220023307,385767.36951501505,53100,4.3901280181151812,0.34925292470351998,"-","-","-","-","-"]
[null,{"$f":"'ورودی نیروها'!C923","v":"BASE"},{"$f":"'ورودی نیروها'!D923","v":10},{"$f":"'ورودی نیروها'!E923","v":"ACIS86"},"10 - ACIS86",{"$f":"ABS('ورودی نیروها'!H923)","v":124487.32},{"$f":"ABS('ورودی نیروها'!I923)","v":4123798.13},{"$f":"ABS('ورودی نیروها'!J923)","v":958275.326},{"$f":"VLOOKUP(C930,'ورودی نیروها'!M$4:P$1000000,2,FALSE)","v":70},{"$f":"VLOOKUP(C930,'ورودی نیروها'!M$4:P$1000000,3,FALSE)","v":45},{"$f":"VLOOKUP(C930,'ورودی نیروها'!M$4:P$1000000,4,FALSE)","v":1},160,135,{"$f":"IF(VLOOKUP(C930,'ورودی نیروها'!M$4:Q$1048576,5,FALSE)=0,IF(K930=1,2*L930+2*M930,IF(K930=2,L930+2*M930,IF(K930=3,2*L930+M930,L930+M930))),VLOOKUP(C930,'ورودی نیروها'!M$4:Q$1048576,5,FALSE))","v":590},2955000,2955000,2733750,2733750,1.5555555555555556,40,12.570053699169309,0.420550099829468,0.37979589711327122,1734263.7152480735,363949.03711968241,53100,3.0644170401008513,0.24378710810943974,"-","-","-","-","-"]
[null,{"$f":"'ورودی نیروها'!C924","v":"BASE"},{"$f":"'ورودی نیروها'!D924","v":10},{"$f":"'ورودی نیروها'!E924","v":"ACIS87"},"10 - ACIS87",{"$f":"ABS('ورودی نیروها'!H924)","v":264794.64},{"$f":"ABS('ورودی نیروها'!I924)","v":4120723.9},{"$f":"ABS('ورودی نیروها'!J924)","v":898547.28899999999},{"$f":"VLOOKUP(C931,'ورودی نیروها'!M$4:P$1000000,2,FALSE)","v":70},{"$f":"VLOOKUP(C931,'ورودی نیروها'!M$4:P$1000000,3,FALSE)","v":45},{"$f":"VLOOKUP(C931,'ورودی نیروها'!M$4:P$1000000,4,FALSE)","v":1},160,135,{"$f":"IF(VLOOKUP(C931,'ورودی نیروها'!M$4:Q$1048576,5,FALSE)=0,IF(K931=1,2*L931+2*M931,IF(K931=2,L931+2*M931,IF(K931=3,2*L931+M931,L931+M931))),VLOOKUP(C931,'ورودی نیروها'!M$4:Q$1048576,5,FALSE))","v":590},2955000,2955000,2733750,2733750,1.5555555555555556,40,12.570053699169309,0.420550099829468,0.37979589711327122,1732970.8475146748,341264.57372445276,53100,5.6980040029586032,0.45329989348694311,"-","-","-","-","-"]
[null,{"$f":"'ورودی نیروها'!C925","v":"BASE"},{"$f":"'ورودی نیروها'!D925","v":10},{"$f":"'ورودی نیروها'!E925","v":"ACIS88"},"10 - ACIS88",{"$f":"ABS('ورودی نیروها'!H925)","v":194945.09},{"$f":"ABS('ورودی نیروها'!I925)","v":4104593.82},{"$f":"ABS('ورودی نیروها'!J925)","v":955994.81},{"$f":"VLOOKUP(C932,'ورودی نیروها'!M$4:P$1000000,2,FALSE)","v":70},{"$f":"VLOOKUP(C932,'ورودی نیروها'!M$4:P$1000000,3,FALSE)","v":45},{"$f":"VLOOKUP(C932,'ورودی نیروها'!M$4:P$1000000,4,FALSE)","v":1},160,135,{"$f":"IF(VLOOKUP(C932,'ورودی نیروها'!M$4:Q$1048576,5,FALSE)=0,IF(K932=1,2*L932+2*M932,IF(K932=2,L932+2*M932,IF(K932=3,2*L932+M932,L932+M932))),VLOOKUP(C932,'ورودی نیروها'!M$4:Q$1048576,5,FALSE))","v":590},2955000,2955000,2733750,2733750,1.5555555555555556,40,12.570053699169309,0.420550099829468,0.37979589711327122,1726187.3407604173,363082.9064995813,53100,4.3882554136048926,0.3491039512341057,"-","-","-","-","-"]
[null,{"$f":"'ورودی نیروها'!C926","v":"BASE"},{"$f":"'ورودی نیروها'!D926","v":10},{"$f":"'ورودی نیروها'!E926","v":"ACIS89"},"10 - ACIS89",{"$f":"ABS('ورودی نیروها'!H926)","v":115549.96},{"$f":"ABS('ورودی نیروها'!I926)","v":4189969.7650000001},{"$f":"ABS('ورودی نیروها'!J926)","v":1078850.291},{"$f":"VLOOKUP(C933,'ورودی نیروها'!M$4:P$1000000,2,FALSE)","v":70},{"$f":"VLOOKUP(C933,'ورودی نیروها'!M$4:P$1000000,3,FALSE)","v":45},{"$f":"VLOOKUP(C933,'ورودی نیروها'!M$4:P$1000000,4,FALSE)","v":1},160,135,{"$f":"IF(VLOOKUP(C933,'ورودی نیروها'!M$4:Q$1048576,5,FALSE)=0,IF(K933=1,2*L933+2*M933,IF(K933=2,L933+2*M933,IF(K933=3,2*L933+M933,L933+M933))),VLOOKUP(C933,'ورودی نیروها'!M$4:Q$1048576,5,FALSE))","v":590},2955000,2955000,2733750,2733750,1.5555555555555556,40,12.570053699169309,0.420550099829468,0.37979589711327122,1762092.2029532026,409742.91412125871,53100,2.922273903508537,0.2324790309926564,"-","-","-","-","-"]
[null,{"$f":"'ورودی نیروها'!C927","v":"BASE"},{"$f":"'ورودی نیروها'!D927","v":10},{"$f":"'ورودی نیروها'!E927","v":"ACIS90"},"10 - ACIS90",{"$f":"ABS('ورودی نیروها'!H927)","v":45700.4},{"$f":"ABS('ورودی نیروها'!I927)","v":4206099.8439999996},{"$f":"ABS('ورودی نیروها'!J927)","v":1021402.7709999999},{"$f":"VLOOKUP(C934,'ورودی نیروها'!M$4:P$1000000,2,FALSE)","v":70},{"$f":"VLOOKUP(C934,'ورودی نیروها'!M$4:P$1000000,3,FALSE)","v":45},{"$f":"VLOOKUP(C934,'ورودی نیروها'!M$4:P$1000000,4,FALSE)","v":1},160,135,{"$f":"IF(VLOOKUP(C934,'ورودی نیروها'!M$4:Q$1048576,5,FALSE)=0,IF(K934=1,2*L934+2*M934,IF(K934=2,L934+2*M934,IF(K934=3,2*L934+M934,L934+M934))),VLOOKUP(C934,'ورودی نیروها'!M$4:Q$1048576,5,FALSE))","v":590},2955000,2955000,2733750,2733750,1.5555555555555556,40,12.570053699169309,0.420550099829468,0.37979589711327122,1768875.7092869096,387924.58172592608,53100,1.6011541312769357,0.12737846389492735,"-","-","-","-","-"]
[null,{"$f":"'ورودی نیروها'!C928","v":"BASE"},{"$f":"'ورودی نیروها'!D928","v":10},{"$f":"'ورودی نیروها'!E928","v":"ACIS91"},"10 - ACIS91",{"$f":"ABS('ورودی نیروها'!H928)","v":186007.72},{"$f":"ABS('ورودی نیروها'!I928)","v":4209174.0789999999},{"$f":"ABS('ورودی نیروها'!J928)","v":835419.84499999997},{"$f":"VLOOKUP(C935,'ورودی نیروها'!M$4:P$1000000,2,FALSE)","v":70},{"$f":"VLOOKUP(C935,'ورودی نیروها'!M$4:P$1000000,3,FALSE)","v":45},{"$f":"VLOOKUP(C935,'ورودی نیروها'!M$4:P$1000000,4,FALSE)","v":1},160,135,{"$f":"IF(VLOOKUP(C935,'ورودی نیروها'!M$4:Q$1048576,5,FALSE)=0,IF(K935=1,2*L935+2*M935,IF(K935=2,L935+2*M935,IF(K935=3,2*L935+M935,L935+M935))),VLOOKUP(C935,'ورودی نیروها'!M$4:Q$1048576,5,FALSE))","v":590},2955000,2955000,2733750,2733750,1.5555555555555556,40,12.570053699169309,0.420550099829468,0.37979589711327122,1770168.5791230591,317289.02949800499,53100,4.2180757247916318,0.33556544989703452,"-","-","-","-","-"]
[null,{"$f":"'ورودی نیروها'!C929","v":"BASE"},{"$f":"'ورودی نیروها'!D929","v":10},{"$f":"'ورودی نیروها'!E929","v":"ACIS92"},"10 - ACIS92",{"$f":"ABS('ورودی نیروها'!H929)","v":116158.17},{"$f":"ABS('ورودی نیروها'!I929)","v":4225304.1579999998},{"$f":"ABS('ورودی نیروها'!J929)","v":892867.36499999999},{"$f":"VLOOKUP(C936,'ورودی نیروها'!M$4:P$1000000,2,FALSE)","v":70},{"$f":"VLOOKUP(C936,'ورودی نیروها'!M$4:P$1000000,3,FALSE)","v":45},{"$f":"VLOOKUP(C936,'ورودی نیروها'!M$4:P$1000000,4,FALSE)","v":1},160,135,{"$f":"IF(VLOOKUP(C936,'ورودی نیروها'!M$4:Q$1048576,5,FALSE)=0,IF(K936=1,2*L936+2*M936,IF(K936=2,L936+2*M936,IF(K936=3,2*L936+M936,L936+M936))),VLOOKUP(C936,'ورودی نیروها'!M$4:Q$1048576,5,FALSE))","v":590},2955000,2955000,2733750,2733750,1.5555555555555556,40,12.570053699169309,0.420550099829468,0.37979589711327122,1776952.0854567662,339107.36189333757,53100,2.9129183410817232,0.23173475712949604,"-","-","-","-","-"]
[null,{"$f":"'ورودی نیروها'!C930","v":"BASE"},{"$f":"'ورودی نیروها'!D930","v":10},{"$f":"'ورودی نیروها'!E930","v":"ACIS93"},"10 - ACIS93",{"$f":"ABS('ورودی نیروها'!H930)","v":190761},{"$f":"ABS('ورودی نیروها'!I930)","v":4294634.58},{"$f":"ABS('ورودی نیروها'!J930)","v":1138206.2749999999},{"$f":"VLOOKUP(C937,'ورودی نیروها'!M$4:P$1000000,2,FALSE)","v":70},{"$f":"VLOOKUP(C937,'ورودی نیروها'!M$4:P$1000000,3,FALSE)","v":45},{"$f":"VLOOKUP(C937,'ورودی نیروها'!M$4:P$1000000,4,FALSE)","v":1},160,135,{"$f":"IF(VLOOKUP(C937,'ورودی نیروها'!M$4:Q$1048576,5,FALSE)=0,IF(K937=1,2*L937+2*M937,IF(K937=2,L937+2*M937,IF(K937=3,2*L937+M937,L937+M937))),VLOOKUP(C937,'ورودی نیروها'!M$4:Q$1048576,5,FALSE))","v":590},2955000,2955000,2733750,2733750,1.5555555555555556,40,12.570053699169309,0.420550099829468,0.37979589711327122,1806109.0013500855,432286.07331357966,53100,4.3618196118607004,0.34700087336531832,"-","-","-","-","-"]
[null,{"$f":"'ورودی نیروها'!C931","v":"BASE"},{"$f":"'ورودی نیروها'!D931","v":10},{"$f":"'ورودی نیروها'!E931","v":"ACIS94"},"10 - ACIS94",{"$f":"ABS('ورودی نیروها'!H931)","v":120911.44},{"$f":"ABS('ورودی نیروها'!I931)","v":4278504.5},{"$f":"ABS('ورودی نیروها'!J931)","v":1080758.7549999999},{"$f":"VLOOKUP(C938,'ورودی نیروها'!M$4:P$1000000,2,FALSE)","v":70},{"$f":"VLOOKUP(C938,'ورودی نیروها'!M$4:P$1000000,3,FALSE)","v":45},{"$f":"VLOOKUP(C938,'ورودی نیروها'!M$4:P$1000000,4,FALSE)","v":1},160,135,{"$f":"IF(VLOOKUP(C938,'ورودی نیروها'!M$4:Q$1048576,5,FALSE)=0,IF(K938=1,2*L938+2*M938,IF(K938=2,L938+2*M938,IF(K938=3,2*L938+M938,L938+M938))),VLOOKUP(C938,'ورودی نیروها'!M$4:Q$1048576,5,FALSE))","v":590},2955000,2955000,2733750,2733750,1.5555555555555556,40,12.570053699169309,0.420550099829468,0.37979589711327122,1799325.494595828,410467.74091824703,53100,3.036108633846371,0.24153505677123813,"-","-","-","-","-"]
[null,{"$f":"'ورودی نیروها'!C932","v":"BASE"},{"$f":"'ورودی نیروها'!D932","v":10},{"$f":"'ورودی نیروها'!E932","v":"ACIS95"},"10 - ACIS95",{"$f":"ABS('ورودی نیروها'!H932)","v":261218.76},{"$f":"ABS('ورودی نیروها'!I932)","v":4275430.2699999996},{"$f":"ABS('ورودی نیروها'!J932)","v":776063.86},{"$f":"VLOOKUP(C939,'ورودی نیروها'!M$4:P$1000000,2,FALSE)","v":70},{"$f":"VLOOKUP(C939,'ورودی نیروها'!M$4:P$1000000,3,FALSE)","v":45},{"$f":"VLOOKUP(C939,'ورودی نیروها'!M$4:P$1000000,4,FALSE)","v":1},160,135,{"$f":"IF(VLOOKUP(C939,'ورودی نیروها'!M$4:Q$1048576,5,FALSE)=0,IF(K939=1,2*L939+2*M939,IF(K939=2,L939+2*M939,IF(K939=3,2*L939+M939,L939+M939))),VLOOKUP(C939,'ورودی نیروها'!M$4:Q$1048576,5,FALSE))","v":590},2955000,2955000,2733750,2733750,1.5555555555555556,40,12.570053699169309,0.420550099829468,0.37979589711327122,1798032.6268624291,294745.86992588814,53100,5.6356627086941984,0.44834038450182839,"-","-","-","-","-"]
[null,{"$f":"'ورودی نیروها'!C933","v":"BASE"},{"$f":"'ورودی نیروها'!D933","v":10},{"$f":"'ورودی نیروها'!E933","v":"ACIS96"},"10 - ACIS96",{"$f":"ABS('ورودی نیروها'!H933)","v":191369.2},{"$f":"ABS('ورودی نیروها'!I933)","v":4259300.1900000004},{"$f":"ABS('ورودی نیروها'!J933)","v":833511.38100000005},{"$f":"VLOOKUP(C940,'ورودی نیروها'!M$4:P$1000000,2,FALSE)","v":70},{"$f":"VLOOKUP(C940,'ورودی نیروها'!M$4:P$1000000,3,FALSE)","v":45},{"$f":"VLOOKUP(C940,'ورودی نیروها'!M$4:P$1000000,4,FALSE)","v":1},160,135,{"$f":"IF(VLOOKUP(C940,'ورودی نیروها'!M$4:Q$1048576,5,FALSE)=0,IF(K940=1,2*L940+2*M940,IF(K940=2,L940+2*M940,IF(K940=3,2*L940+M940,L940+M940))),VLOOKUP(C940,'ورودی نیروها'!M$4:Q$1048576,5,FALSE))","v":590},2955000,2955000,2733750,2733750,1.5555555555555556,40,12.570053699169309,0.420550099829468,0.37979589711327122,1791249.1201081723,316564.20270101662,53100,4.3259139310165704,0.34414442726704086,"-","-","-","-","-"]
[null,{"$f":"'ورودی نیروها'!C934","v":"BASE"},{"$f":"'ورودی نیروها'!D934","v":11},{"$f":"'ورودی نیروها'!E934","v":"ACIB01"},"11 - ACIB01",{"$f":"ABS('ورودی نیروها'!H934)","v":257501.37},{"$f":"ABS('ورودی نیروها'!I934)","v":42278.442000000003},{"$f":"ABS('ورودی نیروها'!J934)","v":179212.927},{"$f":"VLOOKUP(C941,'ورودی نیروها'!M$4:P$1000000,2,FALSE)","v":70},{"$f":"VLOOKUP(C941,'ورودی نیروها'!M$4:P$1000000,3,FALSE)","v":45},{"$f":"VLOOKUP(C941,'ورودی نیروها'!M$4:P$1000000,4,FALSE)","v":1},160,135,{"$f":"IF(VLOOKUP(C941,'ورودی نیروها'!M$4:Q$1048576,5,FALSE)=0,IF(K941=1,2*L941+2*M941,IF(K941=2,L941+2*M941,IF(K941=3,2*L941+M941,L941+M941))),VLOOKUP(C941,'ورودی نیروها'!M$4:Q$1048576,5,FALSE))","v":590},2955000,2955000,2733750,2733750,1.5555555555555556,40,12.570053699169309,0.420550099829468,0.37979589711327122,17780.203003734376,68064.33438426019,53100,4.8802814461942949,0.38824666648136974,"-","-","-","-","-"]
[null,{"$f":"'ورودی نیروها'!C935","v":"BASE"},{"$f":"'ورودی نیروها'!D935","v":11},{"$f":"'ورودی نیروها'!E935","v":"ACIB02"},"11 - ACIB02",{"$f":"ABS('ورودی نیروها'!H935)","v":306471.81},{"$f":"ABS('ورودی نیروها'!I935)","v":82560.168000000005},{"$f":"ABS('ورودی نیروها'!J935)","v":219002.46299999999},{"$f":"VLOOKUP(C942,'ورودی نیروها'!M$4:P$1000000,2,FALSE)","v":70},{"$f":"VLOOKUP(C942,'ورودی نیروها'!M$4:P$1000000,3,FALSE)","v":45},{"$f":"VLOOKUP(C942,'ورودی نیروها'!M$4:P$1000000,4,FALSE)","v":1},160,135,{"$f":"IF(VLOOKUP(C942,'ورودی نیروها'!M$4:Q$1048576,5,FALSE)=0,IF(K942=1,2*L942+2*M942,IF(K942=2,L942+2*M942,IF(K942=3,2*L942+M942,L942+M942))),VLOOKUP(C942,'ورودی نیروها'!M$4:Q$1048576,5,FALSE))","v":590},2955000,2955000,2733750,2733750,1.5555555555555556,40,12.570053699169309,0.420550099829468,0.37979589711327122,34720.686894337654,83176.236905100988,53100,5.8137726770931053,0.46250977253003367,"-","-","-","-","-"]
[null,{"$f":"'ورودی نیروها'!C936","v":"BASE"},{"$f":"'ورودی نیروها'!D936","v":11},{"$f":"'ورودی نیروها'!E936","v":"ACIS01"},"11 - ACIS01",{"$f":"ABS('ورودی نیروها'!H936)","v":415445.31},{"$f":"ABS('ورودی نیروها'!I936)","v":1225972.5819999999},{"$f":"ABS('ورودی نیروها'!J936)","v":2967379.483},{"$f":"VLOOKUP(C943,'ورودی نیروها'!M$4:P$1000000,2,FALSE)","v":70},{"$f":"VLOOKUP(C943,'ورودی نیروها'!M$4:P$1000000,3,FALSE)","v":45},{"$f":"VLOOKUP(C943,'ورودی نیروها'!M$4:P$1000000,4,FALSE)","v":1},160,135,{"$f":"IF(VLOOKUP(C943,'ورودی نیروها'!M$4:Q$1048576,5,FALSE)=0,IF(K943=1,2*L943+2*M943,IF(K943=2,L943+2*M943,IF(K943=3,2*L943+M943,L943+M943))),VLOOKUP(C943,'ورودی نیروها'!M$4:Q$1048576,5,FALSE))","v":590},2955000,2955000,2733750,2733750,1.5555555555555556,40,12.570053699169309,0.420550099829468,0.37979589711327122,515582.89174829063,1126998.5528215,53100,8.4105606496780787,0.66909504533253428,"-","-","-","-","-"]
[null,{"$f":"'ورودی نیروها'!C937","v":"BASE"},{"$f":"'ورودی نیروها'!D937","v":11},{"$f":"'ورودی نیروها'!E937","v":"ACIS02"},"11 - ACIS02",{"$f":"ABS('ورودی نیروها'!H937)","v":341223.69},{"$f":"ABS('ورودی نیروها'!I937)","v":1238491.7479999999},{"$f":"ABS('ورودی نیروها'!J937)","v":3021174.3489999999},{"$f":"VLOOKUP(C944,'ورودی نیروها'!M$4:P$1000000,2,FALSE)","v":70},{"$f":"VLOOKUP(C944,'ورودی نیروها'!M$4:P$1000000,3,FALSE)","v":45},{"$f":"VLOOKUP(C944,'ورودی نیروها'!M$4:P$1000000,4,FALSE)","v":1},160,135,{"$f":"IF(VLOOKUP(C944,'ورودی نیروها'!M$4:Q$1048576,5,FALSE)=0,IF(K944=1,2*L944+2*M944,IF(K944=2,L944+2*M944,IF(K944=3,2*L944+M944,L944+M944))),VLOOKUP(C944,'ورودی نیروها'!M$4:Q$1048576,5,FALSE))","v":590},2955000,2955000,2733750,2733750,1.5555555555555556,40,12.570053699169309,0.420550099829468,0.37979589711327122,520847.82825937227,1147429.6222140582,53100,7.0220453748225813,0.55863288597459471,"-","-","-","-","-"]
[null,{"$f":"'ورودی نیروها'!C938","v":"BASE"},{"$f":"'ورودی نیروها'!D938","v":11},{"$f":"'ورودی نیروها'!E938","v":"ACIS03"},"11 - ACIS03",{"$f":"ABS('ورودی نیروها'!H938)","v":436973.31},{"$f":"ABS('ورودی نیروها'!I938)","v":1327566.4680000001},{"$f":"ABS('ورودی نیروها'!J938)","v":2971685.852},{"$f":"VLOOKUP(C945,'ورودی نیروها'!M$4:P$1000000,2,FALSE)","v":70},{"$f":"VLOOKUP(C945,'ورودی نیروها'!M$4:P$1000000,3,FALSE)","v":45},{"$f":"VLOOKUP(C945,'ورودی نیروها'!M$4:P$1000000,4,FALSE)","v":1},160,135,{"$f":"IF(VLOOKUP(C945,'ورودی نیروها'!M$4:Q$1048576,5,FALSE)=0,IF(K945=1,2*L945+2*M945,IF(K945=2,L945+2*M945,IF(K945=3,2*L945+M945,L945+M945))),VLOOKUP(C945,'ورودی نیروها'!M$4:Q$1048576,5,FALSE))","v":590},2955000,2955000,2733750,2733750,1.5555555555555556,40,12.570053699169309,0.420550099829468,0.37979589711327122,558308.21064765425,1128634.0940991556,53100,8.8310413088087305,0.70254602885207473,"-","-","-","-","-"]
[null,{"$f":"'ورودی نیروها'!C939","v":"BASE"},{"$f":"'ورودی نیروها'!D939","v":11},{"$f":"'ورودی نیروها'!E939","v":"ACIS04"},"11 - ACIS04",{"$f":"ABS('ورودی نیروها'!H939)","v":362751.69},{"$f":"ABS('ورودی نیروها'!I939)","v":1315047.3019999999},{"$f":"ABS('ورودی نیروها'!J939)","v":3025480.7179999999},{"$f":"VLOOKUP(C946,'ورودی نیروها'!M$4:P$1000000,2,FALSE)","v":70},{"$f":"VLOOKUP(C946,'ورودی نیروها'!M$4:P$1000000,3,FALSE)","v":45},{"$f":"VLOOKUP(C946,'ورودی نیروها'!M$4:P$1000000,4,FALSE)","v":1},160,135,{"$f":"IF(VLOOKUP(C946,'ورودی نیروها'!M$4:Q$1048576,5,FALSE)=0,IF(K946=1,2*L946+2*M946,IF(K946=2,L946+2*M946,IF(K946=3,2*L946+M946,L946+M946))),VLOOKUP(C946,'ورودی نیروها'!M$4:Q$1048576,5,FALSE))","v":590},2955000,2955000,2733750,2733750,1.5555555555555556,40,12.570053699169309,0.420550099829468,0.37979589711327122,553043.27413657249,1149065.1634917138,53100,7.4389626251470862,0.59180038551773961,"-","-","-","-","-"]
[null,{"$f":"'ورودی نیروها'!C940","v":"BASE"},{"$f":"'ورودی نیروها'!D940","v":11},{"$f":"'ورودی نیروها'!E940","v":"ACIS05"},"11 - ACIS05",{"$f":"ABS('ورودی نیروها'!H940)","v":185874.67},{"$f":"ABS('ورودی نیروها'!I940)","v":1184668.0930000001},{"$f":"ABS('ورودی نیروها'!J940)","v":3414442.1069999998},{"$f":"VLOOKUP(C947,'ورودی نیروها'!M$4:P$1000000,2,FALSE)","v":70},{"$f":"VLOOKUP(C947,'ورودی نیروها'!M$4:P$1000000,3,FALSE)","v":45},{"$f":"VLOOKUP(C947,'ورودی نیروها'!M$4:P$1000000,4,FALSE)","v":1},160,135,{"$f":"IF(VLOOKUP(C947,'ورودی نیروها'!M$4:Q$1048576,5,FALSE)=0,IF(K947=1,2*L947+2*M947,IF(K947=2,L947+2*M947,IF(K947=3,2*L947+M947,L947+M947))),VLOOKUP(C947,'ورودی نیروها'!M$4:Q$1048576,5,FALSE))","v":590},2955000,2955000,2733750,2733750,1.5555555555555556,40,12.570053699169309,0.420550099829468,0.37979589711327122,498212.28477593552,1296791.103169393,53100,4.1434278110144582,0.32962689819600982,"-","-","-","-","-"]
[null,{"$f":"'ورودی نیروها'!C941","v":"BASE"},{"$f":"'ورودی نیروها'!D941","v":11},{"$f":"'ورودی نیروها'!E941","v":"ACIS06"},"11 - ACIS06",{"$f":"ABS('ورودی نیروها'!H941)","v":111653.05},{"$f":"ABS('ورودی نیروها'!I941)","v":1197187.2590000001},{"$f":"ABS('ورودی نیروها'!J941)","v":3360647.2409999999},{"$f":"VLOOKUP(C948,'ورودی نیروها'!M$4:P$1000000,2,FALSE)","v":70},{"$f":"VLOOKUP(C948,'ورودی نیروها'!M$4:P$1000000,3,FALSE)","v":45},{"$f":"VLOOKUP(C948,'ورودی نیروها'!M$4:P$1000000,4,FALSE)","v":1},160,135,{"$f":"IF(VLOOKUP(C948,'ورودی نیروها'!M$4:Q$1048576,5,FALSE)=0,IF(K948=1,2*L948+2*M948,IF(K948=2,L948+2*M948,IF(K948=3,2*L948+M948,L948+M948))),VLOOKUP(C948,'ورودی نیروها'!M$4:Q$1048576,5,FALSE))","v":590},2955000,2955000,2733750,2733750,1.5555555555555556,40,12.570053699169309,0.420550099829468,0.37979589711327122,503477.22128701722,1276360.0337768348,53100,2.73996525173825,0.21797562025684269,"-","-","-","-","-"]
[null,{"$f":"'ورودی نیروها'!C942","v":"BASE"},{"$f":"'ورودی نیروها'!D942","v":11},{"$f":"'ورودی نیروها'!E942","v":"ACIS07"},"11 - ACIS07",{"$f":"ABS('ورودی نیروها'!H942)","v":207402.67},{"$f":"ABS('ورودی نیروها'!I942)","v":1368870.9569999999},{"$f":"ABS('ورودی نیروها'!J942)","v":3410135.7370000002},{"$f":"VLOOKUP(C949,'ورودی نیروها'!M$4:P$1000000,2,FALSE)","v":70},{"$f":"VLOOKUP(C949,'ورودی نیروها'!M$4:P$1000000,3,FALSE)","v":45},{"$f":"VLOOKUP(C949,'ورودی نیروها'!M$4:P$1000000,4,FALSE)","v":1},160,135,{"$f":"IF(VLOOKUP(C949,'ورودی نیروها'!M$4:Q$1048576,5,FALSE)=0,IF(K949=1,2*L949+2*M949,IF(K949=2,L949+2*M949,IF(K949=3,2*L949+M949,L949+M949))),VLOOKUP(C949,'ورودی نیروها'!M$4:Q$1048576,5,FALSE))","v":590},2955000,2955000,2733750,2733750,1.5555555555555556,40,12.570053699169309,0.420550099829468,0.37979589711327122,575678.81762000942,1295155.5615119415,53100,4.5744686708756985,0.36391798956101534,"-","-","-","-","-"]
[null,{"$f":"'ورودی نیروها'!C943","v":"BASE"},{"$f":"'ورودی نیروها'!D943","v":11},{"$f":"'ورودی نیروها'!E943","v":"ACIS08"},"11 - ACIS08",{"$f":"ABS('ورودی نیروها'!H943)","v":133181.04999999999},{"$f":"ABS('ورودی نیروها'!I943)","v":1356351.79},{"$f":"ABS('ورودی نیروها'!J943)","v":3356340.8709999998},{"$f":"VLOOKUP(C950,'ورودی نیروها'!M$4:P$1000000,2,FALSE)","v":70},{"$f":"VLOOKUP(C950,'ورودی نیروها'!M$4:P$1000000,3,FALSE)","v":45},{"$f":"VLOOKUP(C950,'ورودی نیروها'!M$4:P$1000000,4,FALSE)","v":1},160,135,{"$f":"IF(VLOOKUP(C950,'ورودی نیروها'!M$4:Q$1048576,5,FALSE)=0,IF(K950=1,2*L950+2*M950,IF(K950=2,L950+2*M950,IF(K950=3,2*L950+M950,L950+M950))),VLOOKUP(C950,'ورودی نیروها'!M$4:Q$1048576,5,FALSE))","v":590},2955000,2955000,2733750,2733750,1.5555555555555556,40,12.570053699169309,0.420550099829468,0.37979589711327122,570413.88068837766,1274724.4921193831,53100,3.1674427026510248,0.25198322763413056,"-","-","-","-","-"]
[null,{"$f":"'ورودی نیروها'!C944","v":"BASE"},{"$f":"'ورودی نیروها'!D944","v":11},{"$f":"'ورودی نیروها'!E944","v":"ACIS09"},"11 - ACIS09",{"$f":"ABS('ورودی نیروها'!H944)","v":413853.56},{"$f":"ABS('ورودی نیروها'!I944)","v":1160780.084},{"$f":"ABS('ورودی نیروها'!J944)","v":2916659.8429999999},{"$f":"VLOOKUP(C951,'ورودی نیروها'!M$4:P$1000000,2,FALSE)","v":70},{"$f":"VLOOKUP(C951,'ورودی نیروها'!M$4:P$1000000,3,FALSE)","v":45},{"$f":"VLOOKUP(C951,'ورودی نیروها'!M$4:P$1000000,4,FALSE)","v":1},160,135,{"$f":"IF(VLOOKUP(C951,'ورودی نیروها'!M$4:Q$1048576,5,FALSE)=0,IF(K951=1,2*L951+2*M951,IF(K951=2,L951+2*M951,IF(K951=3,2*L951+M951,L951+M951))),VLOOKUP(C951,'ورودی نیروها'!M$4:Q$1048576,5,FALSE))","v":590},2955000,2955000,2733750,2733750,1.5555555555555556,40,12.570053699169309,0.420550099829468,0.37979589711327122,488166.18020625826,1107735.4416464376,53100,8.3642597096447915,0.66541161317374031,"-","-","-","-","-"]
[null,{"$f":"'ورودی نیروها'!C945","v":"BASE"},{"$f":"'ورودی نیروها'!D945","v":11},{"$f":"'ورودی نیروها'!E945","v":"ACIS10"},"11 - ACIS10",{"$f":"ABS('ورودی نیروها'!H945)","v":339631.94},{"$f":"ABS('ورودی نیروها'!I945)","v":1173299.25},{"$f":"ABS('ورودی نیروها'!J945)","v":2970454.7089999998},{"$f":"VLOOKUP(C952,'ورودی نیروها'!M$4:P$1000000,2,FALSE)","v":70},{"$f":"VLOOKUP(C952,'ورودی نیروها'!M$4:P$1000000,3,FALSE)","v":45},{"$f":"VLOOKUP(C952,'ورودی نیروها'!M$4:P$1000000,4,FALSE)","v":1},160,135,{"$f":"IF(VLOOKUP(C952,'ورودی نیروها'!M$4:Q$1048576,5,FALSE)=0,IF(K952=1,2*L952+2*M952,IF(K952=2,L952+2*M952,IF(K952=3,2*L952+M952,L952+M952))),VLOOKUP(C952,'ورودی نیروها'!M$4:Q$1048576,5,FALSE))","v":590},2955000,2955000,2733750,2733750,1.5555555555555556,40,12.570053699169309,0.420550099829468,0.37979589711327122,493431.11671733996,1128166.5110389958,53100,6.975744434789295,0.55494945381580085,"-","-","-","-","-"]
[null,{"$f":"'ورودی نیروها'!C946","v":"BASE"},{"$f":"'ورودی نیروها'!D946","v":11},{"$f":"'ورودی نیروها'!E946","v":"ACIS11"},"11 - ACIS11",{"$f":"ABS('ورودی نیروها'!H946)","v":435381.56},{"$f":"ABS('ورودی نیروها'!I946)","v":1392758.966},{"$f":"ABS('ورودی نیروها'!J946)","v":2920966.2119999998},{"$f":"VLOOKUP(C953,'ورودی نیروها'!M$4:P$1000000,2,FALSE)","v":70},{"$f":"VLOOKUP(C953,'ورودی نیروها'!M$4:P$1000000,3,FALSE)","v":45},{"$f":"VLOOKUP(C953,'ورودی نیروها'!M$4:P$1000000,4,FALSE)","v":1},160,135,{"$f":"IF(VLOOKUP(C953,'ورودی نیروها'!M$4:Q$1048576,5,FALSE)=0,IF(K953=1,2*L953+2*M953,IF(K953=2,L953+2*M953,IF(K953=3,2*L953+M953,L953+M953))),VLOOKUP(C953,'ورودی نیروها'!M$4:Q$1048576,5,FALSE))","v":590},2955000,2955000,2733750,2733750,1.5555555555555556,40,12.570053699169309,0.420550099829468,0.37979589711327122,585724.92218968668,1109370.9829240935,53100,8.8032965187192893,0.70033881552161181,"-","-","-","-","-"]
[null,{"$f":"'ورودی نیروها'!C947","v":"BASE"},{"$f":"'ورودی نیروها'!D947","v":11},{"$f":"'ورودی نیروها'!E947","v":"ACIS12"},"11 - ACIS12",{"$f":"ABS('ورودی نیروها'!H947)","v":322652.90999999997},{"$f":"ABS('ورودی نیروها'!I947)","v":1179980.2879999999},{"$f":"ABS('ورودی نیروها'!J947)","v":2499426.0359999998},{"$f":"VLOOKUP(C954,'ورودی نیروها'!M$4:P$1000000,2,FALSE)","v":70},{"$f":"VLOOKUP(C954,'ورودی نیروها'!M$4:P$1000000,3,FALSE)","v":45},{"$f":"VLOOKUP(C954,'ورودی نیروها'!M$4:P$1000000,4,FALSE)","v":1},160,135,{"$f":"IF(VLOOKUP(C954,'ورودی نیروها'!M$4:Q$1048576,5,FALSE)=0,IF(K954=1,2*L954+2*M954,IF(K954=2,L954+2*M954,IF(K954=3,2*L954+M954,L954+M954))),VLOOKUP(C954,'ورودی نیروها'!M$4:Q$1048576,5,FALSE))","v":590},2955000,2955000,2733750,2733750,1.5555555555555556,40,12.570053699169309,0.420550099829468,0.37979589711327122,496240.8279152044,949271.75361088722,53100,6.5915001978114214,0.52438122823986189,"-","-","-","-","-"]
[null,{"$f":"'ورودی نیروها'!C948","v":"BASE"},{"$f":"'ورودی نیروها'!D948","v":11},{"$f":"'ورودی نیروها'!E948","v":"ACIS13"},"11 - ACIS13",{"$f":"ABS('ورودی نیروها'!H948)","v":187466.42},{"$f":"ABS('ورودی نیروها'!I948)","v":1249860.591},{"$f":"ABS('ورودی نیروها'!J948)","v":3363722.4670000002},{"$f":"VLOOKUP(C955,'ورودی نیروها'!M$4:P$1000000,2,FALSE)","v":70},{"$f":"VLOOKUP(C955,'ورودی نیروها'!M$4:P$1000000,3,FALSE)","v":45},{"$f":"VLOOKUP(C955,'ورودی نیروها'!M$4:P$1000000,4,FALSE)","v":1},160,135,{"$f":"IF(VLOOKUP(C955,'ورودی نیروها'!M$4:Q$1048576,5,FALSE)=0,IF(K955=1,2*L955+2*M955,IF(K955=2,L955+2*M955,IF(K955=3,2*L955+M955,L955+M955))),VLOOKUP(C955,'ورودی نیروها'!M$4:Q$1048576,5,FALSE))","v":590},2955000,2955000,2733750,2733750,1.5555555555555556,40,12.570053699169309,0.420550099829468,0.37979589711327122,525628.99631796789,1277527.9919943309,53100,4.1756359399457335,0.33218918867639208,"-","-","-","-","-"]
[null,{"$f":"'ورودی نیروها'!C949","v":"BASE"},{"$f":"'ورودی نیروها'!D949","v":11},{"$f":"'ورودی نیروها'!E949","v":"ACIS14"},"11 - ACIS14",{"$f":"ABS('ورودی نیروها'!H949)","v":113244.81},{"$f":"ABS('ورودی نیروها'!I949)","v":1262379.757},{"$f":"ABS('ورودی نیروها'!J949)","v":3309927.6009999998},{"$f":"VLOOKUP(C956,'ورودی نیروها'!M$4:P$1000000,2,FALSE)","v":70},{"$f":"VLOOKUP(C956,'ورودی نیروها'!M$4:P$1000000,3,FALSE)","v":45},{"$f":"VLOOKUP(C956,'ورودی نیروها'!M$4:P$1000000,4,FALSE)","v":1},160,135,{"$f":"IF(VLOOKUP(C956,'ورودی نیروها'!M$4:Q$1048576,5,FALSE)=0,IF(K956=1,2*L956+2*M956,IF(K956=2,L956+2*M956,IF(K956=3,2*L956+M956,L956+M956))),VLOOKUP(C956,'ورودی نیروها'!M$4:Q$1048576,5,FALSE))","v":590},2955000,2955000,2733750,2733750,1.5555555555555556,40,12.570053699169309,0.420550099829468,0.37979589711327122,530893.93282904953,1257096.9226017725,53100,2.7721735689934421,0.22053792571917502,"-","-","-","-","-"]
[null,{"$f":"'ورودی نیروها'!C950","v":"BASE"},{"$f":"'ورودی نیروها'!D950","v":11},{"$f":"'ورودی نیروها'!E950","v":"ACIS15"},"11 - ACIS15",{"$f":"ABS('ورودی نیروها'!H950)","v":208994.42},{"$f":"ABS('ورودی نیروها'!I950)","v":1303678.459},{"$f":"ABS('ورودی نیروها'!J950)","v":3359416.0980000002},{"$f":"VLOOKUP(C957,'ورودی نیروها'!M$4:P$1000000,2,FALSE)","v":70},{"$f":"VLOOKUP(C957,'ورودی نیروها'!M$4:P$1000000,3,FALSE)","v":45},{"$f":"VLOOKUP(C957,'ورودی نیروها'!M$4:P$1000000,4,FALSE)","v":1},160,135,{"$f":"IF(VLOOKUP(C957,'ورودی نیروها'!M$4:Q$1048576,5,FALSE)=0,IF(K957=1,2*L957+2*M957,IF(K957=2,L957+2*M957,IF(K957=3,2*L957+M957,L957+M957))),VLOOKUP(C957,'ورودی نیروها'!M$4:Q$1048576,5,FALSE))","v":590},2955000,2955000,2733750,2733750,1.5555555555555556,40,12.570053699169309,0.420550099829468,0.37979589711327122,548262.10607797699,1275892.4507166753,53100,4.5881206500020557,0.36500406122411883,"-","-","-","-","-"]
[null,{"$f":"'ورودی نیروها'!C951","v":"BASE"},{"$f":"'ورودی نیروها'!D951","v":11},{"$f":"'ورودی نیروها'!E951","v":"ACIS16"},"11 - ACIS16",{"$f":"ABS('ورودی نیروها'!H951)","v":134772.79999999999},{"$f":"ABS('ورودی نیروها'!I951)","v":1291159.2930000001},{"$f":"ABS('ورودی نیروها'!J951)","v":3305621.2319999998},{"$f":"VLOOKUP(C958,'ورودی نیروها'!M$4:P$1000000,2,FALSE)","v":70},{"$f":"VLOOKUP(C958,'ورودی نیروها'!M$4:P$1000000,3,FALSE)","v":45},{"$f":"VLOOKUP(C958,'ورودی نیروها'!M$4:P$1000000,4,FALSE)","v":1},160,135,{"$f":"IF(VLOOKUP(C958,'ورودی نیروها'!M$4:Q$1048576,5,FALSE)=0,IF(K958=1,2*L958+2*M958,IF(K958=2,L958+2*M958,IF(K958=3,2*L958+M958,L958+M958))),VLOOKUP(C958,'ورودی نیروها'!M$4:Q$1048576,5,FALSE))","v":590},2955000,2955000,2733750,2733750,1.5555555555555556,40,12.570053699169309,0.420550099829468,0.37979589711327122,542997.16956689535,1255461.3813241168,53100,3.1810946819197006,0.25306929930855609,"-","-","-","-","-"]
[null,{"$f":"'ورودی نیروها'!C952","v":"BASE"},{"$f":"'ورودی نیروها'!D952","v":11},{"$f":"'ورودی نیروها'!E952","v":"ACIS17"},"11 - ACIS17",{"$f":"ABS('ورودی نیروها'!H952)","v":417037.06},{"$f":"ABS('ورودی نیروها'!I952)","v":1291165.0789999999},{"$f":"ABS('ورودی نیروها'!J952)","v":3018099.122},{"$f":"VLOOKUP(C959,'ورودی نیروها'!M$4:P$1000000,2,FALSE)","v":70},{"$f":"VLOOKUP(C959,'ورودی نیروها'!M$4:P$1000000,3,FALSE)","v":45},{"$f":"VLOOKUP(C959,'ورودی نیروها'!M$4:P$1000000,4,FALSE)","v":1},160,135,{"$f":"IF(VLOOKUP(C959,'ورودی نیروها'!M$4:Q$1048576,5,FALSE)=0,IF(K959=1,2*L959+2*M959,IF(K959=2,L959+2*M959,IF(K959=3,2*L959+M959,L959+M959))),VLOOKUP(C959,'ورودی نیروها'!M$4:Q$1048576,5,FALSE))","v":590},2955000,2955000,2733750,2733750,1.5555555555555556,40,12.570053699169309,0.420550099829468,0.37979589711327122,542999.60286977293,1146261.6636167662,53100,8.4568615894301189,0.67277847746895381,"-","-","-","-","-"]
[null,{"$f":"'ورودی نیروها'!C953","v":"BASE"},{"$f":"'ورودی نیروها'!D953","v":11},{"$f":"'ورودی نیروها'!E953","v":"ACIS18"},"11 - ACIS18",{"$f":"ABS('ورودی نیروها'!H953)","v":342815.45},{"$f":"ABS('ورودی نیروها'!I953)","v":1303684.2450000001},{"$f":"ABS('ورودی نیروها'!J953)","v":3071893.9879999999},{"$f":"VLOOKUP(C960,'ورودی نیروها'!M$4:P$1000000,2,FALSE)","v":70},{"$f":"VLOOKUP(C960,'ورودی نیروها'!M$4:P$1000000,3,FALSE)","v":45},{"$f":"VLOOKUP(C960,'ورودی نیروها'!M$4:P$1000000,4,FALSE)","v":1},160,135,{"$f":"IF(VLOOKUP(C960,'ورودی نیروها'!M$4:Q$1048576,5,FALSE)=0,IF(K960=1,2*L960+2*M960,IF(K960=2,L960+2*M960,IF(K960=3,2*L960+M960,L960+M960))),VLOOKUP(C960,'ورودی نیروها'!M$4:Q$1048576,5,FALSE))","v":590},2955000,2955000,2733750,2733750,1.5555555555555556,40,12.570053699169309,0.420550099829468,0.37979589711327122,548264.53938085469,1166692.7330093244,53100,7.0683465028985388,0.56231633309296447,"-","-","-","-","-"]
[null,{"$f":"'ورودی نیروها'!C954","v":"BASE"},{"$f":"'ورودی نیروها'!D954","v":11},{"$f":"'ورودی نیروها'!E954","v":"ACIS19"},"11 - ACIS19",{"$f":"ABS('ورودی نیروها'!H954)","v":438565.06},{"$f":"ABS('ورودی نیروها'!I954)","v":1262373.97},{"$f":"ABS('ورودی نیروها'!J954)","v":3022405.4909999999},{"$f":"VLOOKUP(C961,'ورودی نیروها'!M$4:P$1000000,2,FALSE)","v":70},{"$f":"VLOOKUP(C961,'ورودی نیروها'!M$4:P$1000000,3,FALSE)","v":45},{"$f":"VLOOKUP(C961,'ورودی نیروها'!M$4:P$1000000,4,FALSE)","v":1},160,135,{"$f":"IF(VLOOKUP(C961,'ورودی نیروها'!M$4:Q$1048576,5,FALSE)=0,IF(K961=1,2*L961+2*M961,IF(K961=2,L961+2*M961,IF(K961=3,2*L961+M961,L961+M961))),VLOOKUP(C961,'ورودی نیروها'!M$4:Q$1048576,5,FALSE))","v":590},2955000,2955000,2733750,2733750,1.5555555555555556,40,12.570053699169309,0.420550099829468,0.37979589711327122,530891.49910562183,1147897.2048944219,53100,8.8587860987592428,0.70475324217148527,"-","-","-","-","-"]
[null,{"$f":"'ورودی نیروها'!C955","v":"BASE"},{"$f":"'ورودی نیروها'!D955","v":11},{"$f":"'ورودی نیروها'!E955","v":"ACIS20"},"11 - ACIS20",{"$f":"ABS('ورودی نیروها'!H955)","v":342815.45},{"$f":"ABS('ورودی نیروها'!I955)","v":1303684.2450000001},{"$f":"ABS('ورودی نیروها'!J955)","v":3071893.9879999999},{"$f":"VLOOKUP(C962,'ورودی نیروها'!M$4:P$1000000,2,FALSE)","v":70},{"$f":"VLOOKUP(C962,'ورودی نیروها'!M$4:P$1000000,3,FALSE)","v":45},{"$f":"VLOOKUP(C962,'ورودی نیروها'!M$4:P$1000000,4,FALSE)","v":1},160,135,{"$f":"IF(VLOOKUP(C962,'ورودی نیروها'!M$4:Q$1048576,5,FALSE)=0,IF(K962=1,2*L962+2*M962,IF(K962=2,L962+2*M962,IF(K962=3,2*L962+M962,L962+M962))),VLOOKUP(C962,'ورودی نیروها'!M$4:Q$1048576,5,FALSE))","v":590},2955000,2955000,2733750,2733750,1.5555555555555556,40,12.570053699169309,0.420550099829468,0.37979589711327122,548264.53938085469,1166692.7330093244,53100,7.0683465028985388,0.56231633309296447,"-","-","-","-","-"]
[null,{"$f":"'ورودی نیروها'!C956","v":"BASE"},{"$f":"'ورودی نیروها'!D956","v":11},{"$f":"'ورودی نیروها'!E956","v":"ACIS21"},"11 - ACIS21",{"$f":"ABS('ورودی نیروها'!H956)","v":184282.92},{"$f":"ABS('ورودی نیروها'!I956)","v":1119475.595},{"$f":"ABS('ورودی نیروها'!J956)","v":3465161.7459999998},{"$f":"VLOOKUP(C963,'ورودی نیروها'!M$4:P$1000000,2,FALSE)","v":70},{"$f":"VLOOKUP(C963,'ورودی نیروها'!M$4:P$1000000,3,FALSE)","v":45},{"$f":"VLOOKUP(C963,'ورودی نیروها'!M$4:P$1000000,4,FALSE)","v":1},160,135,{"$f":"IF(VLOOKUP(C963,'ورودی نیروها'!M$4:Q$1048576,5,FALSE)=0,IF(K963=1,2*L963+2*M963,IF(K963=2,L963+2*M963,IF(K963=3,2*L963+M963,L963+M963))),VLOOKUP(C963,'ورودی نیروها'!M$4:Q$1048576,5,FALSE))","v":590},2955000,2955000,2733750,2733750,1.5555555555555556,40,12.570053699169309,0.420550099829468,0.37979589711327122,470795.57323390309,1316054.2139646593,53100,4.111219681944255,0.32706460770457524,"-","-","-","-","-"]
[null,{"$f":"'ورودی نیروها'!C957","v":"BASE"},{"$f":"'ورودی نیروها'!D957","v":11},{"$f":"'ورودی نیروها'!E957","v":"ACIS22"},"11 - ACIS22",{"$f":"ABS('ورودی نیروها'!H957)","v":110061.3},{"$f":"ABS('ورودی نیروها'!I957)","v":1131994.7620000001},{"$f":"ABS('ورودی نیروها'!J957)","v":3411366.88},{"$f":"VLOOKUP(C964,'ورودی نیروها'!M$4:P$1000000,2,FALSE)","v":70},{"$f":"VLOOKUP(C964,'ورودی نیروها'!M$4:P$1000000,3,FALSE)","v":45},{"$f":"VLOOKUP(C964,'ورودی نیروها'!M$4:P$1000000,4,FALSE)","v":1},160,135,{"$f":"IF(VLOOKUP(C964,'ورودی نیروها'!M$4:Q$1048576,5,FALSE)=0,IF(K964=1,2*L964+2*M964,IF(K964=2,L964+2*M964,IF(K964=3,2*L964+M964,L964+M964))),VLOOKUP(C964,'ورودی نیروها'!M$4:Q$1048576,5,FALSE))","v":590},2955000,2955000,2733750,2733750,1.5555555555555556,40,12.570053699169309,0.420550099829468,0.37979589711327122,476060.51016553491,1295623.1445721011,53100,2.7077571228103645,0.21541332977673011,"-","-","-","-","-"]
[null,{"$f":"'ورودی نیروها'!C958","v":"BASE"},{"$f":"'ورودی نیروها'!D958","v":11},{"$f":"'ورودی نیروها'!E958","v":"ACIS23"},"11 - ACIS23",{"$f":"ABS('ورودی نیروها'!H958)","v":205810.92},{"$f":"ABS('ورودی نیروها'!I958)","v":1434063.4539999999},{"$f":"ABS('ورودی نیروها'!J958)","v":3460855.3769999999},{"$f":"VLOOKUP(C965,'ورودی نیروها'!M$4:P$1000000,2,FALSE)","v":70},{"$f":"VLOOKUP(C965,'ورودی نیروها'!M$4:P$1000000,3,FALSE)","v":45},{"$f":"VLOOKUP(C965,'ورودی نیروها'!M$4:P$1000000,4,FALSE)","v":1},160,135,{"$f":"IF(VLOOKUP(C965,'ورودی نیروها'!M$4:Q$1048576,5,FALSE)=0,IF(K965=1,2*L965+2*M965,IF(K965=2,L965+2*M965,IF(K965=3,2*L965+M965,L965+M965))),VLOOKUP(C965,'ورودی نیروها'!M$4:Q$1048576,5,FALSE))","v":590},2955000,2955000,2733750,2733750,1.5555555555555556,40,12.570053699169309,0.420550099829468,0.37979589711327122,603095.52874149161,1314418.6726870034,53100,4.5608166917459512,0.36283191789764213,"-","-","-","-","-"]
[null,{"$f":"'ورودی نیروها'!C959","v":"BASE"},{"$f":"'ورودی نیروها'!D959","v":11},{"$f":"'ورودی نیروها'!E959","v":"ACIS24"},"11 - ACIS24",{"$f":"ABS('ورودی نیروها'!H959)","v":131589.29999999999},{"$f":"ABS('ورودی نیروها'!I959)","v":1421544.2879999999},{"$f":"ABS('ورودی نیروها'!J959)","v":3407060.5109999999},{"$f":"VLOOKUP(C966,'ورودی نیروها'!M$4:P$1000000,2,FALSE)","v":70},{"$f":"VLOOKUP(C966,'ورودی نیروها'!M$4:P$1000000,3,FALSE)","v":45},{"$f":"VLOOKUP(C966,'ورودی نیروها'!M$4:P$1000000,4,FALSE)","v":1},160,135,{"$f":"IF(VLOOKUP(C966,'ورودی نیروها'!M$4:Q$1048576,5,FALSE)=0,IF(K966=1,2*L966+2*M966,IF(K966=2,L966+2*M966,IF(K966=3,2*L966+M966,L966+M966))),VLOOKUP(C966,'ورودی نیروها'!M$4:Q$1048576,5,FALSE))","v":590},2955000,2955000,2733750,2733750,1.5555555555555556,40,12.570053699169309,0.420550099829468,0.37979589711327122,597830.59223040997,1293987.6032944452,53100,3.153790723663596,0.2508971559820794,"-","-","-","-","-"]
[null,{"$f":"'ورودی نیروها'!C960","v":"BASE"},{"$f":"'ورودی نیروها'!D960","v":11},{"$f":"'ورودی نیروها'!E960","v":"ACIS25"},"11 - ACIS25",{"$f":"ABS('ورودی نیروها'!H960)","v":309979.59000000003},{"$f":"ABS('ورودی نیروها'!I960)","v":4190644.9019999998},{"$f":"ABS('ورودی نیروها'!J960)","v":728717.82900000003},{"$f":"VLOOKUP(C967,'ورودی نیروها'!M$4:P$1000000,2,FALSE)","v":70},{"$f":"VLOOKUP(C967,'ورودی نیروها'!M$4:P$1000000,3,FALSE)","v":45},{"$f":"VLOOKUP(C967,'ورودی نیروها'!M$4:P$1000000,4,FALSE)","v":1},160,135,{"$f":"IF(VLOOKUP(C967,'ورودی نیروها'!M$4:Q$1048576,5,FALSE)=0,IF(K967=1,2*L967+2*M967,IF(K967=2,L967+2*M967,IF(K967=3,2*L967+M967,L967+M967))),VLOOKUP(C967,'ورودی نیروها'!M$4:Q$1048576,5,FALSE))","v":590},2955000,2955000,2733750,2733750,1.5555555555555556,40,12.570053699169309,0.420550099829468,0.37979589711327122,1762376.1318859512,276764.04160749039,53100,6.5353015488027255,0.51991039220736268,"-","-","-","-","-"]
[null,{"$f":"'ورودی نیروها'!C961","v":"BASE"},{"$f":"'ورودی نیروها'!D961","v":11},{"$f":"'ورودی نیروها'!E961","v":"ACIS26"},"11 - ACIS26",{"$f":"ABS('ورودی نیروها'!H961)","v":235757.97},{"$f":"ABS('ورودی نیروها'!I961)","v":4203164.068},{"$f":"ABS('ورودی نیروها'!J961)","v":782512.69499999995},{"$f":"VLOOKUP(C968,'ورودی نیروها'!M$4:P$1000000,2,FALSE)","v":70},{"$f":"VLOOKUP(C968,'ورودی نیروها'!M$4:P$1000000,3,FALSE)","v":45},{"$f":"VLOOKUP(C968,'ورودی نیروها'!M$4:P$1000000,4,FALSE)","v":1},160,135,{"$f":"IF(VLOOKUP(C968,'ورودی نیروها'!M$4:Q$1048576,5,FALSE)=0,IF(K968=1,2*L968+2*M968,IF(K968=2,L968+2*M968,IF(K968=3,2*L968+M968,L968+M968))),VLOOKUP(C968,'ورودی نیروها'!M$4:Q$1048576,5,FALSE))","v":590},2955000,2955000,2733750,2733750,1.5555555555555556,40,12.570053699169309,0.420550099829468,0.37979589711327122,1767641.0683970328,297195.11100004858,53100,5.1467862739472272,0.40944823284942311,"-","-","-","-","-"]
[null,{"$f":"'ورودی نیروها'!C962","v":"BASE"},{"$f":"'ورودی نیروها'!D962","v":11},{"$f":"'ورودی نیروها'!E962","v":"ACIS27"},"11 - ACIS27",{"$f":"ABS('ورودی نیروها'!H962)","v":241108.39},{"$f":"ABS('ورودی نیروها'!I962)","v":4178253.5550000002},{"$f":"ABS('ورودی نیروها'!J962)","v":1185828.648},{"$f":"VLOOKUP(C969,'ورودی نیروها'!M$4:P$1000000,2,FALSE)","v":70},{"$f":"VLOOKUP(C969,'ورودی نیروها'!M$4:P$1000000,3,FALSE)","v":45},{"$f":"VLOOKUP(C969,'ورودی نیروها'!M$4:P$1000000,4,FALSE)","v":1},160,135,{"$f":"IF(VLOOKUP(C969,'ورودی نیروها'!M$4:Q$1048576,5,FALSE)=0,IF(K969=1,2*L969+2*M969,IF(K969=2,L969+2*M969,IF(K969=3,2*L969+M969,L969+M969))),VLOOKUP(C969,'ورودی نیروها'!M$4:Q$1048576,5,FALSE))","v":590},2955000,2955000,2733750,2733750,1.5555555555555556,40,12.570053699169309,0.420550099829468,0.37979589711327122,1757164.9496680796,450372.8551897775,53100,5.3000343580163669,0.42163975467874248,"-","-","-","-","-"]
[null,{"$f":"'ورودی نیروها'!C963","v":"BASE"},{"$f":"'ورودی نیروها'!D963","v":11},{"$f":"'ورودی نیروها'!E963","v":"ACIS28"},"11 - ACIS28",{"$f":"ABS('ورودی نیروها'!H963)","v":235757.97},{"$f":"ABS('ورودی نیروها'!I963)","v":4203164.068},{"$f":"ABS('ورودی نیروها'!J963)","v":782512.69499999995},{"$f":"VLOOKUP(C970,'ورودی نیروها'!M$4:P$1000000,2,FALSE)","v":70},{"$f":"VLOOKUP(C970,'ورودی نیروها'!M$4:P$1000000,3,FALSE)","v":45},{"$f":"VLOOKUP(C970,'ورودی نیروها'!M$4:P$1000000,4,FALSE)","v":1},160,135,{"$f":"IF(VLOOKUP(C970,'ورودی نیروها'!M$4:Q$1048576,5,FALSE)=0,IF(K970=1,2*L970+2*M970,IF(K970=2,L970+2*M970,IF(K970=3,2*L970+M970,L970+M970))),VLOOKUP(C970,'ورودی نیروها'!M$4:Q$1048576,5,FALSE))","v":590},2955000,2955000,2733750,2733750,1.5555555555555556,40,12.570053699169309,0.420550099829468,0.37979589711327122,1767641.0683970328,297195.11100004858,53100,5.1467862739472272,0.40944823284942311,"-","-","-","-","-"]
[null,{"$f":"'ورودی نیروها'!C964","v":"BASE"},{"$f":"'ورودی نیروها'!D964","v":11},{"$f":"'ورودی نیروها'!E964","v":"ACIS29"},"11 - ACIS29",{"$f":"ABS('ورودی نیروها'!H964)","v":381739.58},{"$f":"ABS('ورودی نیروها'!I964)","v":4321151.93},{"$f":"ABS('ورودی نیروها'!J964)","v":743072.39300000004},{"$f":"VLOOKUP(C971,'ورودی نیروها'!M$4:P$1000000,2,FALSE)","v":70},{"$f":"VLOOKUP(C971,'ورودی نیروها'!M$4:P$1000000,3,FALSE)","v":45},{"$f":"VLOOKUP(C971,'ورودی نیروها'!M$4:P$1000000,4,FALSE)","v":1},160,135,{"$f":"IF(VLOOKUP(C971,'ورودی نیروها'!M$4:Q$1048576,5,FALSE)=0,IF(K971=1,2*L971+2*M971,IF(K971=2,L971+2*M971,IF(K971=3,2*L971+M971,L971+M971))),VLOOKUP(C971,'ورودی نیروها'!M$4:Q$1048576,5,FALSE))","v":590},2955000,2955000,2733750,2733750,1.5555555555555556,40,12.570053699169309,0.420550099829468,0.37979589711327122,1817260.8755397983,282215.84611954028,53100,7.9072815657918065,0.62905710309848228,"-","-","-","-","-"]
[null,{"$f":"'ورودی نیروها'!C965","v":"BASE"},{"$f":"'ورودی نیروها'!D965","v":11},{"$f":"'ورودی نیروها'!E965","v":"ACIS30"},{"$f":"CONCATENATE(C972,\" - \",D972)","v":"11 - ACIS30"},{"$f":"ABS('ورودی نیروها'!H965)","v":307517.96999999997},{"$f":"ABS('ورودی نیروها'!I965)","v":4308632.76},{"$f":"ABS('ورودی نیروها'!J965)","v":796867.25899999996},{"$f":"VLOOKUP(C972,'ورودی نیروها'!M$4:P$1000000,2,FALSE)","v":70},{"$f":"VLOOKUP(C972,'ورودی نیروها'!M$4:P$1000000,3,FALSE)","v":45},{"$f":"VLOOKUP(C972,'ورودی نیروها'!M$4:P$1000000,4,FALSE)","v":1},{"$f":"IF(OR(K972=1,K972=2),I972+$C$6,I972+($C$6/2))","v":160},{"$f":"IF(OR(K972=1,K972=3),J972+$C$6,J972+($C$6/2))","v":135},{"$f":"IF(VLOOKUP(C972,'ورودی نیروها'!M$4:Q$1048576,5,FALSE)=0,IF(K972=1,2*L972+2*M972,IF(K972=2,L972+2*M972,IF(K972=3,2*L972+M972,L972+M972))),VLOOKUP(C972,'ورودی نیروها'!M$4:Q$1048576,5,FALSE))","v":590},{"$f":"IF(K972=1,(L972*$C$6*(L972+3*M972)+$C$6^3)/3,IF(K972=2,(2*M972^2*$C$6*(M972+2*L972)+$C$6^3*(2*M972+L972))/(6*M972),IF(K972=3,M972*$C$6*(M972+6*L972)/6,($C$6*(L972+4*M972)+$C$6^3*(L972+M972))/(6*L972))))","v":2955000},{"$f":"IF(K972=1,(L972*$C$6*(L972+3*M972)+$C$6^3)/3,IF(K972=2,(2*M972^2*$C$6*(M972+2*L972)+$C$6^3*(2*M972+L972))/(6*(L972+M972)),IF(K972=3,(M972*$C$6*(M972+6*L972)+$C$6^3)/6,(L972^2*$C$6*(L972+4*M972)+$C$6^3*(L972+M972))/(6*(L972+2*M972)))))","v":2955000},{"$f":"IF(K972=1,(M972*$C$6*(M972+3*L972)+$C$6^3)/3,IF(K972=2,L972*$C$6*(L972+6*M972)/6,IF(K972=3,(2*L972^2*$C$6*(L972+2*M972)+$C$6^3*(2*L972+M972))/(6*L972),($C$6*(M972+4*L972)+$C$6^3*(M972+L972))/(6*M972))))","v":2733750},{"$f":"IF(K972=1,(M972*$C$6*(M972+3*L972)+$C$6^3)/3,IF(K972=2,(L972*$C$6*(L972+6*M972)+$C$6^3)/6,IF(K972=3,(2*L972^2*$C$6*(L972+2*M972)+$C$6^3*(2*L972+M972))/(6*(M972+L972)),(M972^2*$C$6*(M972+4*L972)+$C$6^3*(M972+L972))/(6*(M972+2*L972)))))","v":2733750},{"$f":"MAX(I972:J972)/MIN(I972:J972)","v":1.5555555555555556},{"$f":"IF(K972=1,40,IF(K972=4,20,30))","v":40},{"$f":"MIN(0.53*$C$5*(1+(2/S972))*SQRT($C$4),0.53*$C$5*(1+((T972*$C$6)/(2*N972)))*SQRT($C$4),1.06*$C$5*SQRT($C$4))","v":12.570053699169309},{"$f":"1-(1/((1+(2/3)*SQRT(L972/M972))))","v":0.420550099829468},{"$f":"1-(1/((1+(2/3)*SQRT(M972/L972))))","v":0.37979589711327122},{"$f":"V972*G972","v":1811995.9373465162},{"$f":"W972*H972","v":302646.91551209841},{"$f":"N972*$C$6","v":53100},{"$f":"(F972/Z972)+(X972/MIN(O972:P972))+(Y972/MIN(Q972:R972))","v":6.515203069884806},{"$f":"AA972/U972","v":0.51831147470080918},{"$f":"IF(AB972<=1,\"-\",F972/$C$5)","v":"-"},{"$f":"IF(AB972<=1,\"-\",3*U972*N972*$C$6/$C$5)","v":"-"},{"$f":"IF(AB972<=1,\"-\",IF(AC972<=AD972,\"OK\",\"NOT OK\"))","v":"-"},{"$f":"IF(AB972<=1,\"-\",IF(OR($C$6>=15,$C$6>=16*($C$8/10)),\"OK\",\"NOT OK\"))","v":"-"},{"$f":"IF(OR(AE972=\"NOT OK\",AF972=\"NOT OK\"),\"CANT USE\",IF(AB972<=1,\"-\",(AA972-U972)*N972/($C$5*$C$7)))","v":"-"}]
[null,{"$f":"'ورودی نیروها'!C966","v":"BASE"},{"$f":"'ورودی نیروها'!D966","v":11},{"$f":"'ورودی نیروها'!E966","v":"ACIS31"},"11 - ACIS31",{"$f":"ABS('ورودی نیروها'!H966)","v":312868.39},{"$f":"ABS('ورودی نیروها'!I966)","v":4333543.28},{"$f":"ABS('ورودی نیروها'!J966)","v":1171474.084},{"$f":"VLOOKUP(C973,'ورودی نیروها'!M$4:P$1000000,2,FALSE)","v":70},{"$f":"VLOOKUP(C973,'ورودی نیروها'!M$4:P$1000000,3,FALSE)","v":45},{"$f":"VLOOKUP(C973,'ورودی نیروها'!M$4:P$1000000,4,FALSE)","v":1},160,135,{"$f":"IF(VLOOKUP(C973,'ورودی نیروها'!M$4:Q$1048576,5,FALSE)=0,IF(K973=1,2*L973+2*M973,IF(K973=2,L973+2*M973,IF(K973=3,2*L973+M973,L973+M973))),VLOOKUP(C973,'ورودی نیروها'!M$4:Q$1048576,5,FALSE))","v":590},2955000,2955000,2733750,2733750,1.5555555555555556,40,12.570053699169309,0.420550099829468,0.37979589711327122,1822472.0590193204,444921.05067772768,53100,6.6715530733910864,0.53074976710974398,"-","-","-","-","-"]
[null,{"$f":"'ورودی نیروها'!C967","v":"BASE"},{"$f":"'ورودی نیروها'!D967","v":11},{"$f":"'ورودی نیروها'!E967","v":"ACIS32"},"11 - ACIS32",{"$f":"ABS('ورودی نیروها'!H967)","v":238646.77},{"$f":"ABS('ورودی نیروها'!I967)","v":4321024.1100000003},{"$f":"ABS('ورودی نیروها'!J967)","v":1117679.2180000001},{"$f":"VLOOKUP(C974,'ورودی نیروها'!M$4:P$1000000,2,FALSE)","v":70},{"$f":"VLOOKUP(C974,'ورودی نیروها'!M$4:P$1000000,3,FALSE)","v":45},{"$f":"VLOOKUP(C974,'ورودی نیروها'!M$4:P$1000000,4,FALSE)","v":1},160,135,{"$f":"IF(VLOOKUP(C974,'ورودی نیروها'!M$4:Q$1048576,5,FALSE)=0,IF(K974=1,2*L974+2*M974,IF(K974=2,L974+2*M974,IF(K974=3,2*L974+M974,L974+M974))),VLOOKUP(C974,'ورودی نیروها'!M$4:Q$1048576,5,FALSE))","v":590},2955000,2955000,2733750,2733750,1.5555555555555556,40,12.570053699169309,0.420550099829468,0.37979589711327122,1817207.1208260383,424489.98128516949,53100,5.2645271047394582,0.41881500514889319,"-","-","-","-","-"]
[null,{"$f":"'ورودی نیروها'!C968","v":"BASE"},{"$f":"'ورودی نیروها'!D968","v":11},{"$f":"'ورودی نیروها'!E968","v":"ACIS34"},"11 - ACIS34",{"$f":"ABS('ورودی نیروها'!H968)","v":311834.56},{"$f":"ABS('ورودی نیروها'!I968)","v":4266448.7170000002},{"$f":"ABS('ورودی نیروها'!J968)","v":787687.32900000003},{"$f":"VLOOKUP(C975,'ورودی نیروها'!M$4:P$1000000,2,FALSE)","v":70},{"$f":"VLOOKUP(C975,'ورودی نیروها'!M$4:P$1000000,3,FALSE)","v":45},{"$f":"VLOOKUP(C975,'ورودی نیروها'!M$4:P$1000000,4,FALSE)","v":1},160,135,{"$f":"IF(VLOOKUP(C975,'ورودی نیروها'!M$4:Q$1048576,5,FALSE)=0,IF(K975=1,2*L975+2*M975,IF(K975=2,L975+2*M975,IF(K975=3,2*L975+M975,L975+M975))),VLOOKUP(C975,'ورودی نیروها'!M$4:Q$1048576,5,FALSE))","v":590},2955000,2955000,2733750,2733750,1.5555555555555556,40,12.570053699169309,0.420550099829468,0.37979589711327122,1794255.4338516558,299160.41576231143,53100,6.5892158748750811,0.52419950085897637,"-","-","-","-","-"]
[null,{"$f":"'ورودی نیروها'!C969","v":"BASE"},{"$f":"'ورودی نیروها'!D969","v":11},{"$f":"'ورودی نیروها'!E969","v":"ACIS35"},"11 - ACIS35",{"$f":"ABS('ورودی نیروها'!H969)","v":242963.37},{"$f":"ABS('ورودی نیروها'!I969)","v":4254057.37},{"$f":"ABS('ورودی نیروها'!J969)","v":1126859.1470000001},{"$f":"VLOOKUP(C976,'ورودی نیروها'!M$4:P$1000000,2,FALSE)","v":70},{"$f":"VLOOKUP(C976,'ورودی نیروها'!M$4:P$1000000,3,FALSE)","v":45},{"$f":"VLOOKUP(C976,'ورودی نیروها'!M$4:P$1000000,4,FALSE)","v":1},160,135,{"$f":"IF(VLOOKUP(C976,'ورودی نیروها'!M$4:Q$1048576,5,FALSE)=0,IF(K976=1,2*L976+2*M976,IF(K976=2,L976+2*M976,IF(K976=3,2*L976+M976,L976+M976))),VLOOKUP(C976,'ورودی نیروها'!M$4:Q$1048576,5,FALSE))","v":590},2955000,2955000,2733750,2733750,1.5555555555555556,40,12.570053699169309,0.420550099829468,0.37979589711327122,1789044.2516337843,427976.48065516062,53100,5.3375637791563291,0.42462537606415013,"-","-","-","-","-"]
[null,{"$f":"'ورودی نیروها'!C970","v":"BASE"},{"$f":"'ورودی نیروها'!D970","v":11},{"$f":"'ورودی نیروها'!E970","v":"ACIS36"},"11 - ACIS36",{"$f":"ABS('ورودی نیروها'!H970)","v":168741.76000000001},{"$f":"ABS('ورودی نیروها'!I970)","v":4266576.5360000003},{"$f":"ABS('ورودی نیروها'!J970)","v":1073064.281},{"$f":"VLOOKUP(C977,'ورودی نیروها'!M$4:P$1000000,2,FALSE)","v":70},{"$f":"VLOOKUP(C977,'ورودی نیروها'!M$4:P$1000000,3,FALSE)","v":45},{"$f":"VLOOKUP(C977,'ورودی نیروها'!M$4:P$1000000,4,FALSE)","v":1},160,135,{"$f":"IF(VLOOKUP(C977,'ورودی نیروها'!M$4:Q$1048576,5,FALSE)=0,IF(K977=1,2*L977+2*M977,IF(K977=2,L977+2*M977,IF(K977=3,2*L977+M977,L977+M977))),VLOOKUP(C977,'ورودی نیروها'!M$4:Q$1048576,5,FALSE))","v":590},2955000,2955000,2733750,2733750,1.5555555555555556,40,12.570053699169309,0.420550099829468,0.37979589711327122,1794309.1881448659,407545.41126260231,53100,3.9341014082040378,0.31297411310693307,"-","-","-","-","-"]
[null,{"$f":"'ورودی نیروها'!C971","v":"BASE"},{"$f":"'ورودی نیروها'!D971","v":11},{"$f":"'ورودی نیروها'!E971","v":"ACIS37"},"11 - ACIS37",{"$f":"ABS('ورودی نیروها'!H971)","v":379884.6},{"$f":"ABS('ورودی نیروها'!I971)","v":4396955.75},{"$f":"ABS('ورودی نیروها'!J971)","v":684102.89300000004},{"$f":"VLOOKUP(C978,'ورودی نیروها'!M$4:P$1000000,2,FALSE)","v":70},{"$f":"VLOOKUP(C978,'ورودی نیروها'!M$4:P$1000000,3,FALSE)","v":45},{"$f":"VLOOKUP(C978,'ورودی نیروها'!M$4:P$1000000,4,FALSE)","v":1},160,135,{"$f":"IF(VLOOKUP(C978,'ورودی نیروها'!M$4:Q$1048576,5,FALSE)=0,IF(K978=1,2*L978+2*M978,IF(K978=2,L978+2*M978,IF(K978=3,2*L978+M978,L978+M978))),VLOOKUP(C978,'ورودی نیروها'!M$4:Q$1048576,5,FALSE))","v":590},2955000,2955000,2733750,2733750,1.5555555555555556,40,12.570053699169309,0.420550099829468,0.37979589711327122,1849140.1796082533,259819.47196471921,53100,7.8749435678199529,0.6264844809963197,"-","-","-","-","-"]
[null,{"$f":"'ورودی نیروها'!C972","v":"BASE"},{"$f":"'ورودی نیروها'!D972","v":11},{"$f":"'ورودی نیروها'!E972","v":"ACIS38"},"11 - ACIS38",{"$f":"ABS('ورودی نیروها'!H972)","v":305662.99},{"$f":"ABS('ورودی نیروها'!I972)","v":4384436.58},{"$f":"ABS('ورودی نیروها'!J972)","v":737897.75899999996},{"$f":"VLOOKUP(C979,'ورودی نیروها'!M$4:P$1000000,2,FALSE)","v":70},{"$f":"VLOOKUP(C979,'ورودی نیروها'!M$4:P$1000000,3,FALSE)","v":45},{"$f":"VLOOKUP(C979,'ورودی نیروها'!M$4:P$1000000,4,FALSE)","v":1},160,135,{"$f":"IF(VLOOKUP(C979,'ورودی نیروها'!M$4:Q$1048576,5,FALSE)=0,IF(K979=1,2*L979+2*M979,IF(K979=2,L979+2*M979,IF(K979=3,2*L979+M979,L979+M979))),VLOOKUP(C979,'ورودی نیروها'!M$4:Q$1048576,5,FALSE))","v":590},2955000,2955000,2733750,2733750,1.5555555555555556,40,12.570053699169309,0.420550099829468,0.37979589711327122,1843875.2414149714,280250.54135727737,53100,6.4828650719129532,0.5157388525986466,"-","-","-","-","-"]
[null,{"$f":"'ورودی نیروها'!C973","v":"BASE"},{"$f":"'ورودی نیروها'!D973","v":11},{"$f":"'ورودی نیروها'!E973","v":"ACIS39"},"11 - ACIS39",{"$f":"ABS('ورودی نیروها'!H973)","v":311013.40999999997},{"$f":"ABS('ورودی نیروها'!I973)","v":4409347.09},{"$f":"ABS('ورودی نیروها'!J973)","v":1230443.584},{"$f":"VLOOKUP(C980,'ورودی نیروها'!M$4:P$1000000,2,FALSE)","v":70},{"$f":"VLOOKUP(C980,'ورودی نیروها'!M$4:P$1000000,3,FALSE)","v":45},{"$f":"VLOOKUP(C980,'ورودی نیروها'!M$4:P$1000000,4,FALSE)","v":1},160,135,{"$f":"IF(VLOOKUP(C980,'ورودی نیروها'!M$4:Q$1048576,5,FALSE)=0,IF(K980=1,2*L980+2*M980,IF(K980=2,L980+2*M980,IF(K980=3,2*L980+M980,L980+M980))),VLOOKUP(C980,'ورودی نیروها'!M$4:Q$1048576,5,FALSE))","v":590},2955000,2955000,2733750,2733750,1.5555555555555556,40,12.570053699169309,0.420550099829468,0.37979589711327122,1854351.3588822742,467317.42483254871,53100,6.6556001671134322,0.52948064713146503,"-","-","-","-","-"]
[null,{"$f":"'ورودی نیروها'!C974","v":"BASE"},{"$f":"'ورودی نیروها'!D974","v":11},{"$f":"'ورودی نیروها'!E974","v":"ACIS40"},"11 - ACIS40",{"$f":"ABS('ورودی نیروها'!H974)","v":236791.8},{"$f":"ABS('ورودی نیروها'!I974)","v":4396827.93},{"$f":"ABS('ورودی نیروها'!J974)","v":1176648.7180000001},{"$f":"VLOOKUP(C981,'ورودی نیروها'!M$4:P$1000000,2,FALSE)","v":70},{"$f":"VLOOKUP(C981,'ورودی نیروها'!M$4:P$1000000,3,FALSE)","v":45},{"$f":"VLOOKUP(C981,'ورودی نیروها'!M$4:P$1000000,4,FALSE)","v":1},160,135,{"$f":"IF(VLOOKUP(C981,'ورودی نیروها'!M$4:Q$1048576,5,FALSE)=0,IF(K981=1,2*L981+2*M981,IF(K981=2,L981+2*M981,IF(K981=3,2*L981+M981,L981+M981))),VLOOKUP(C981,'ورودی نیروها'!M$4:Q$1048576,5,FALSE))","v":590},2955000,2955000,2733750,2733750,1.5555555555555556,40,12.570053699169309,0.420550099829468,0.37979589711327122,1849086.4248944931,446886.35543999053,53100,5.2485743882089029,0.41754590026578442,"-","-","-","-","-"]
[null,{"$f":"'ورودی نیروها'!C975","v":"BASE"},{"$f":"'ورودی نیروها'!D975","v":11},{"$f":"'ورودی نیروها'!E975","v":"ACIS41"},"11 - ACIS41",{"$f":"ABS('ورودی نیروها'!H975)","v":308124.61},{"$f":"ABS('ورودی نیروها'!I975)","v":4114841.0869999998},{"$f":"ABS('ورودی نیروها'!J975)","v":669748.32900000003},{"$f":"VLOOKUP(C982,'ورودی نیروها'!M$4:P$1000000,2,FALSE)","v":70},{"$f":"VLOOKUP(C982,'ورودی نیروها'!M$4:P$1000000,3,FALSE)","v":45},{"$f":"VLOOKUP(C982,'ورودی نیروها'!M$4:P$1000000,4,FALSE)","v":1},160,135,{"$f":"IF(VLOOKUP(C982,'ورودی نیروها'!M$4:Q$1048576,5,FALSE)=0,IF(K982=1,2*L982+2*M982,IF(K982=2,L982+2*M982,IF(K982=3,2*L982+M982,L982+M982))),VLOOKUP(C982,'ورودی نیروها'!M$4:Q$1048576,5,FALSE))","v":590},2955000,2955000,2733750,2733750,1.5555555555555556,40,12.570053699169309,0.420550099829468,0.37979589711327122,1730496.8299202465,254367.66745266932,53100,6.4813870344064517,0.51562126857379886,"-","-","-","-","-"]
[null,{"$f":"'ورودی نیروها'!C976","v":"BASE"},{"$f":"'ورودی نیروها'!D976","v":11},{"$f":"'ورودی نیروها'!E976","v":"ACIS42"},"11 - ACIS42",{"$f":"ABS('ورودی نیروها'!H976)","v":233902.99},{"$f":"ABS('ورودی نیروها'!I976)","v":4127360.253},{"$f":"ABS('ورودی نیروها'!J976)","v":723543.19499999995},{"$f":"VLOOKUP(C983,'ورودی نیروها'!M$4:P$1000000,2,FALSE)","v":70},{"$f":"VLOOKUP(C983,'ورودی نیروها'!M$4:P$1000000,3,FALSE)","v":45},{"$f":"VLOOKUP(C983,'ورودی نیروها'!M$4:P$1000000,4,FALSE)","v":1},160,135,{"$f":"IF(VLOOKUP(C983,'ورودی نیروها'!M$4:Q$1048576,5,FALSE)=0,IF(K983=1,2*L983+2*M983,IF(K983=2,L983+2*M983,IF(K983=3,2*L983+M983,L983+M983))),VLOOKUP(C983,'ورودی نیروها'!M$4:Q$1048576,5,FALSE))","v":590},2955000,2955000,2733750,2733750,1.5555555555555556,40,12.570053699169309,0.420550099829468,0.37979589711327122,1735761.7664313284,274798.73684522754,53100,5.0928717595509534,0.40515910921585924,"-","-","-","-","-"]
[null,{"$f":"'ورودی نیروها'!C977","v":"BASE"},{"$f":"'ورودی نیروها'!D977","v":11},{"$f":"'ورودی نیروها'!E977","v":"ACIS43"},"11 - ACIS43",{"$f":"ABS('ورودی نیروها'!H977)","v":239253.42},{"$f":"ABS('ورودی نیروها'!I977)","v":4102449.74},{"$f":"ABS('ورودی نیروها'!J977)","v":1244798.148},{"$f":"VLOOKUP(C984,'ورودی نیروها'!M$4:P$1000000,2,FALSE)","v":70},{"$f":"VLOOKUP(C984,'ورودی نیروها'!M$4:P$1000000,3,FALSE)","v":45},{"$f":"VLOOKUP(C984,'ورودی نیروها'!M$4:P$1000000,4,FALSE)","v":1},160,135,{"$f":"IF(VLOOKUP(C984,'ورودی نیروها'!M$4:Q$1048576,5,FALSE)=0,IF(K984=1,2*L984+2*M984,IF(K984=2,L984+2*M984,IF(K984=3,2*L984+M984,L984+M984))),VLOOKUP(C984,'ورودی نیروها'!M$4:Q$1048576,5,FALSE))","v":590},2955000,2955000,2733750,2733750,1.5555555555555556,40,12.570053699169309,0.420550099829468,0.37979589711327122,1725285.6477023752,472769.2293445986,53100,5.2625051250613915,0.41865414826423247,"-","-","-","-","-"]
[null,{"$f":"'ورودی نیروها'!C978","v":"BASE"},{"$f":"'ورودی نیروها'!D978","v":11},{"$f":"'ورودی نیروها'!E978","v":"ACIS44"},"11 - ACIS44",{"$f":"ABS('ورودی نیروها'!H978)","v":165031.79999999999},{"$f":"ABS('ورودی نیروها'!I978)","v":4114968.906},{"$f":"ABS('ورودی نیروها'!J978)","v":1191003.2819999999},{"$f":"VLOOKUP(C985,'ورودی نیروها'!M$4:P$1000000,2,FALSE)","v":70},{"$f":"VLOOKUP(C985,'ورودی نیروها'!M$4:P$1000000,3,FALSE)","v":45},{"$f":"VLOOKUP(C985,'ورودی نیروها'!M$4:P$1000000,4,FALSE)","v":1},160,135,{"$f":"IF(VLOOKUP(C985,'ورودی نیروها'!M$4:Q$1048576,5,FALSE)=0,IF(K985=1,2*L985+2*M985,IF(K985=2,L985+2*M985,IF(K985=3,2*L985+M985,L985+M985))),VLOOKUP(C985,'ورودی نیروها'!M$4:Q$1048576,5,FALSE))","v":590},2955000,2955000,2733750,2733750,1.5555555555555556,40,12.570053699169309,0.420550099829468,0.37979589711327122,1730550.5842134568,452338.1599520403,53100,3.8590425657851832,0.30700287032506535,"-","-","-","-","-"]
[null,{"$f":"'ورودی نیروها'!C979","v":"BASE"},{"$f":"'ورودی نیروها'!D979","v":11},{"$f":"'ورودی نیروها'!E979","v":"ACIS45"},"11 - ACIS45",{"$f":"ABS('ورودی نیروها'!H979)","v":383594.56},{"$f":"ABS('ورودی نیروها'!I979)","v":4245348.12},{"$f":"ABS('ورودی نیروها'!J979)","v":802041.89300000004},{"$f":"VLOOKUP(C986,'ورودی نیروها'!M$4:P$1000000,2,FALSE)","v":70},{"$f":"VLOOKUP(C986,'ورودی نیروها'!M$4:P$1000000,3,FALSE)","v":45},{"$f":"VLOOKUP(C986,'ورودی نیروها'!M$4:P$1000000,4,FALSE)","v":1},160,135,{"$f":"IF(VLOOKUP(C986,'ورودی نیروها'!M$4:Q$1048576,5,FALSE)=0,IF(K986=1,2*L986+2*M986,IF(K986=2,L986+2*M986,IF(K986=3,2*L986+M986,L986+M986))),VLOOKUP(C986,'ورودی نیروها'!M$4:Q$1048576,5,FALSE))","v":590},2955000,2955000,2733750,2733750,1.5555555555555556,40,12.570053699169309,0.420550099829468,0.37979589711327122,1785381.5756768445,304612.22027436132,53100,7.9396195651868418,0.63162972531386485,"-","-","-","-","-"]
[null,{"$f":"'ورودی نیروها'!C980","v":"BASE"},{"$f":"'ورودی نیروها'!D980","v":11},{"$f":"'ورودی نیروها'!E980","v":"ACIS46"},"11 - ACIS46",{"$f":"ABS('ورودی نیروها'!H980)","v":309372.95},{"$f":"ABS('ورودی نیروها'!I980)","v":4232828.95},{"$f":"ABS('ورودی نیروها'!J980)","v":855836.75899999996},{"$f":"VLOOKUP(C987,'ورودی نیروها'!M$4:P$1000000,2,FALSE)","v":70},{"$f":"VLOOKUP(C987,'ورودی نیروها'!M$4:P$1000000,3,FALSE)","v":45},{"$f":"VLOOKUP(C987,'ورودی نیروها'!M$4:P$1000000,4,FALSE)","v":1},160,135,{"$f":"IF(VLOOKUP(C987,'ورودی نیروها'!M$4:Q$1048576,5,FALSE)=0,IF(K987=1,2*L987+2*M987,IF(K987=2,L987+2*M987,IF(K987=3,2*L987+M987,L987+M987))),VLOOKUP(C987,'ورودی نیروها'!M$4:Q$1048576,5,FALSE))","v":590},2955000,2955000,2733750,2733750,1.5555555555555556,40,12.570053699169309,0.420550099829468,0.37979589711327122,1780116.6374835623,325043.2896669195,53100,6.5475410692798413,0.52088409691619175,"-","-","-","-","-"]
[null,{"$f":"'ورودی نیروها'!C981","v":"BASE"},{"$f":"'ورودی نیروها'!D981","v":11},{"$f":"'ورودی نیروها'!E981","v":"ACIS47"},"11 - ACIS47",{"$f":"ABS('ورودی نیروها'!H981)","v":314723.37},{"$f":"ABS('ورودی نیروها'!I981)","v":4257739.46},{"$f":"ABS('ورودی نیروها'!J981)","v":1112504.5830000001},{"$f":"VLOOKUP(C988,'ورودی نیروها'!M$4:P$1000000,2,FALSE)","v":70},{"$f":"VLOOKUP(C988,'ورودی نیروها'!M$4:P$1000000,3,FALSE)","v":45},{"$f":"VLOOKUP(C988,'ورودی نیروها'!M$4:P$1000000,4,FALSE)","v":1},160,135,{"$f":"IF(VLOOKUP(C988,'ورودی نیروها'!M$4:Q$1048576,5,FALSE)=0,IF(K988=1,2*L988+2*M988,IF(K988=2,L988+2*M988,IF(K988=3,2*L988+M988,L988+M988))),VLOOKUP(C988,'ورودی نیروها'!M$4:Q$1048576,5,FALSE))","v":590},2955000,2955000,2733750,2733750,1.5555555555555556,40,12.570053699169309,0.420550099829468,0.37979589711327122,1790592.7549508652,422524.67614311073,53100,6.6875059781066284,0.53201888696375033,"-","-","-","-","-"]
[null,{"$f":"'ورودی نیروها'!C982","v":"BASE"},{"$f":"'ورودی نیروها'!D982","v":11},{"$f":"'ورودی نیروها'!E982","v":"ACIS48"},"11 - ACIS48",{"$f":"ABS('ورودی نیروها'!H982)","v":240501.75},{"$f":"ABS('ورودی نیروها'!I982)","v":4245220.3},{"$f":"ABS('ورودی نیروها'!J982)","v":1058709.7169999999},{"$f":"VLOOKUP(C989,'ورودی نیروها'!M$4:P$1000000,2,FALSE)","v":70},{"$f":"VLOOKUP(C989,'ورودی نیروها'!M$4:P$1000000,3,FALSE)","v":45},{"$f":"VLOOKUP(C989,'ورودی نیروها'!M$4:P$1000000,4,FALSE)","v":1},160,135,{"$f":"IF(VLOOKUP(C989,'ورودی نیروها'!M$4:Q$1048576,5,FALSE)=0,IF(K989=1,2*L989+2*M989,IF(K989=2,L989+2*M989,IF(K989=3,2*L989+M989,L989+M989))),VLOOKUP(C989,'ورودی نیروها'!M$4:Q$1048576,5,FALSE))","v":590},2955000,2955000,2733750,2733750,1.5555555555555556,40,12.570053699169309,0.420550099829468,0.37979589711327122,1785327.820963084,402093.60675055248,53100,5.2804800108781826,0.42008412511611964,"-","-","-","-","-"]
[null,{"$f":"'ورودی نیروها'!C983","v":"BASE"},{"$f":"'ورودی نیروها'!D983","v":11},{"$f":"'ورودی نیروها'!E983","v":"ACIS49"},"11 - ACIS49",{"$f":"ABS('ورودی نیروها'!H983)","v":306668.73},{"$f":"ABS('ورودی نیروها'!I983)","v":1263983.1880000001},{"$f":"ABS('ورودی نیروها'!J983)","v":3046651.8670000001},{"$f":"VLOOKUP(C990,'ورودی نیروها'!M$4:P$1000000,2,FALSE)","v":70},{"$f":"VLOOKUP(C990,'ورودی نیروها'!M$4:P$1000000,3,FALSE)","v":45},{"$f":"VLOOKUP(C990,'ورودی نیروها'!M$4:P$1000000,4,FALSE)","v":1},160,135,{"$f":"IF(VLOOKUP(C990,'ورودی نیروها'!M$4:Q$1048576,5,FALSE)=0,IF(K990=1,2*L990+2*M990,IF(K990=2,L990+2*M990,IF(K990=3,2*L990+M990,L990+M990))),VLOOKUP(C990,'ورودی نیروها'!M$4:Q$1048576,5,FALSE))","v":590},2955000,2955000,2733750,2733750,1.5555555555555556,40,12.570053699169309,0.420550099829468,0.37979589711327122,531568.25589616923,1157105.8790190876,53100,6.3784602811298736,0.50743301769278792,"-","-","-","-","-"]
[null,{"$f":"'ورودی نیروها'!C984","v":"BASE"},{"$f":"'ورودی نیروها'!D984","v":11},{"$f":"'ورودی نیروها'!E984","v":"ACIS50"},"11 - ACIS50",{"$f":"ABS('ورودی نیروها'!H984)","v":232447.11},{"$f":"ABS('ورودی نیروها'!I984)","v":1276502.3540000001},{"$f":"ABS('ورودی نیروها'!J984)","v":3100446.733},{"$f":"VLOOKUP(C991,'ورودی نیروها'!M$4:P$1000000,2,FALSE)","v":70},{"$f":"VLOOKUP(C991,'ورودی نیروها'!M$4:P$1000000,3,FALSE)","v":45},{"$f":"VLOOKUP(C991,'ورودی نیروها'!M$4:P$1000000,4,FALSE)","v":1},160,135,{"$f":"IF(VLOOKUP(C991,'ورودی نیروها'!M$4:Q$1048576,5,FALSE)=0,IF(K991=1,2*L991+2*M991,IF(K991=2,L991+2*M991,IF(K991=3,2*L991+M991,L991+M991))),VLOOKUP(C991,'ورودی نیروها'!M$4:Q$1048576,5,FALSE))","v":590},2955000,2955000,2733750,2733750,1.5555555555555556,40,12.570053699169309,0.420550099829468,0.37979589711327122,536833.19240725087,1177536.9484116458,53100,4.9899450062743753,0.3969708583348483,"-","-","-","-","-"]
[null,{"$f":"'ورودی نیروها'!C985","v":"BASE"},{"$f":"'ورودی نیروها'!D985","v":11},{"$f":"'ورودی نیروها'!E985","v":"ACIS51"},"11 - ACIS51",{"$f":"ABS('ورودی نیروها'!H985)","v":328196.71999999997},{"$f":"ABS('ورودی نیروها'!I985)","v":1289555.862},{"$f":"ABS('ورودی نیروها'!J985)","v":3050958.236},{"$f":"VLOOKUP(C992,'ورودی نیروها'!M$4:P$1000000,2,FALSE)","v":70},{"$f":"VLOOKUP(C992,'ورودی نیروها'!M$4:P$1000000,3,FALSE)","v":45},{"$f":"VLOOKUP(C992,'ورودی نیروها'!M$4:P$1000000,4,FALSE)","v":1},160,135,{"$f":"IF(VLOOKUP(C992,'ورودی نیروها'!M$4:Q$1048576,5,FALSE)=0,IF(K992=1,2*L992+2*M992,IF(K992=2,L992+2*M992,IF(K992=3,2*L992+M992,L992+M992))),VLOOKUP(C992,'ورودی نیروها'!M$4:Q$1048576,5,FALSE))","v":590},2955000,2955000,2733750,2733750,1.5555555555555556,40,12.570053699169309,0.420550099829468,0.37979589711327122,542322.84649977565,1158741.4202967435,53100,6.788121554543797,0.54002327412430939,"-","-","-","-","-"]
[null,{"$f":"'ورودی نیروها'!C986","v":"BASE"},{"$f":"'ورودی نیروها'!D986","v":11},{"$f":"'ورودی نیروها'!E986","v":"ACIS52"},"11 - ACIS52",{"$f":"ABS('ورودی نیروها'!H986)","v":253975.11},{"$f":"ABS('ورودی نیروها'!I986)","v":1277036.696},{"$f":"ABS('ورودی نیروها'!J986)","v":3104753.102},{"$f":"VLOOKUP(C993,'ورودی نیروها'!M$4:P$1000000,2,FALSE)","v":70},{"$f":"VLOOKUP(C993,'ورودی نیروها'!M$4:P$1000000,3,FALSE)","v":45},{"$f":"VLOOKUP(C993,'ورودی نیروها'!M$4:P$1000000,4,FALSE)","v":1},160,135,{"$f":"IF(VLOOKUP(C993,'ورودی نیروها'!M$4:Q$1048576,5,FALSE)=0,IF(K993=1,2*L993+2*M993,IF(K993=2,L993+2*M993,IF(K993=3,2*L993+M993,L993+M993))),VLOOKUP(C993,'ورودی نیروها'!M$4:Q$1048576,5,FALSE))","v":590},2955000,2955000,2733750,2733750,1.5555555555555556,40,12.570053699169309,0.420550099829468,0.37979589711327122,537057.90998869401,1179172.4896893017,53100,5.3960430592060691,0.42927764577192429,"-","-","-","-","-"]
[null,{"$f":"'ورودی نیروها'!C987","v":"BASE"},{"$f":"'ورودی نیروها'!D987","v":11},{"$f":"'ورودی نیروها'!E987","v":"ACIS54"},"11 - ACIS54",{"$f":"ABS('ورودی نیروها'!H987)","v":77098.09},{"$f":"ABS('ورودی نیروها'!I987)","v":1222678.699},{"$f":"ABS('ورودی نیروها'!J987)","v":3335169.7230000002},{"$f":"VLOOKUP(C994,'ورودی نیروها'!M$4:P$1000000,2,FALSE)","v":70},{"$f":"VLOOKUP(C994,'ورودی نیروها'!M$4:P$1000000,3,FALSE)","v":45},{"$f":"VLOOKUP(C994,'ورودی نیروها'!M$4:P$1000000,4,FALSE)","v":1},160,135,{"$f":"IF(VLOOKUP(C994,'ورودی نیروها'!M$4:Q$1048576,5,FALSE)=0,IF(K994=1,2*L994+2*M994,IF(K994=2,L994+2*M994,IF(K994=3,2*L994+M994,L994+M994))),VLOOKUP(C994,'ورودی نیروها'!M$4:Q$1048576,5,FALSE))","v":590},2955000,2955000,2733750,2733750,1.5555555555555556,40,12.570053699169309,0.420550099829468,0.37979589711327122,514197.64892381406,1266683.7769718054,53100,2.0893010492718589,0.16621257945858497,"-","-","-","-","-"]
[null,{"$f":"'ورودی نیروها'!C988","v":"BASE"},{"$f":"'ورودی نیروها'!D988","v":11},{"$f":"'ورودی نیروها'!E988","v":"ACIS55"},"11 - ACIS55",{"$f":"ABS('ورودی نیروها'!H988)","v":98626.08},{"$f":"ABS('ورودی نیروها'!I988)","v":1330860.351},{"$f":"ABS('ورودی نیروها'!J988)","v":3330863.3530000001},{"$f":"VLOOKUP(C995,'ورودی نیروها'!M$4:P$1000000,2,FALSE)","v":70},{"$f":"VLOOKUP(C995,'ورودی نیروها'!M$4:P$1000000,3,FALSE)","v":45},{"$f":"VLOOKUP(C995,'ورودی نیروها'!M$4:P$1000000,4,FALSE)","v":1},160,135,{"$f":"IF(VLOOKUP(C995,'ورودی نیروها'!M$4:Q$1048576,5,FALSE)=0,IF(K995=1,2*L995+2*M995,IF(K995=2,L995+2*M995,IF(K995=3,2*L995+M995,L995+M995))),VLOOKUP(C995,'ورودی نیروها'!M$4:Q$1048576,5,FALSE))","v":590},2955000,2955000,2733750,2733750,1.5555555555555556,40,12.570053699169309,0.420550099829468,0.37979589711327122,559693.45347213082,1265048.2353143536,53100,2.5095225234163703,0.19964294373557145,"-","-","-","-","-"]
[null,{"$f":"'ورودی نیروها'!C989","v":"BASE"},{"$f":"'ورودی نیروها'!D989","v":11},{"$f":"'ورودی نیروها'!E989","v":"ACIS56"},"11 - ACIS56",{"$f":"ABS('ورودی نیروها'!H989)","v":24404.47},{"$f":"ABS('ورودی نیروها'!I989)","v":1318341.1839999999},{"$f":"ABS('ورودی نیروها'!J989)","v":3277068.4870000002},{"$f":"VLOOKUP(C996,'ورودی نیروها'!M$4:P$1000000,2,FALSE)","v":70},{"$f":"VLOOKUP(C996,'ورودی نیروها'!M$4:P$1000000,3,FALSE)","v":45},{"$f":"VLOOKUP(C996,'ورودی نیروها'!M$4:P$1000000,4,FALSE)","v":1},160,135,{"$f":"IF(VLOOKUP(C996,'ورودی نیروها'!M$4:Q$1048576,5,FALSE)=0,IF(K996=1,2*L996+2*M996,IF(K996=2,L996+2*M996,IF(K996=3,2*L996+M996,L996+M996))),VLOOKUP(C996,'ورودی نیروها'!M$4:Q$1048576,5,FALSE))","v":590},2955000,2955000,2733750,2733750,1.5555555555555556,40,12.570053699169309,0.420550099829468,0.37979589711327122,554428.51654049905,1244617.1659217954,53100,1.1024967435156143,8.7708196790636836E-2,"-","-","-","-","-"]
[null,{"$f":"'ورودی نیروها'!C990","v":"BASE"},{"$f":"'ورودی نیروها'!D990","v":11},{"$f":"'ورودی نیروها'!E990","v":"ACIS57"},"11 - ACIS57",{"$f":"ABS('ورودی نیروها'!H990)","v":305076.96999999997},{"$f":"ABS('ورودی نیروها'!I990)","v":1198790.69},{"$f":"ABS('ورودی نیروها'!J990)","v":2995932.227},{"$f":"VLOOKUP(C997,'ورودی نیروها'!M$4:P$1000000,2,FALSE)","v":70},{"$f":"VLOOKUP(C997,'ورودی نیروها'!M$4:P$1000000,3,FALSE)","v":45},{"$f":"VLOOKUP(C997,'ورودی نیروها'!M$4:P$1000000,4,FALSE)","v":1},160,135,{"$f":"IF(VLOOKUP(C997,'ورودی نیروها'!M$4:Q$1048576,5,FALSE)=0,IF(K997=1,2*L997+2*M997,IF(K997=2,L997+2*M997,IF(K997=3,2*L997+M997,L997+M997))),VLOOKUP(C997,'ورودی نیروها'!M$4:Q$1048576,5,FALSE))","v":590},2955000,2955000,2733750,2733750,1.5555555555555556,40,12.570053699169309,0.420550099829468,0.37979589711327122,504151.5443541368,1137842.7678440255,53100,6.3321591527726699,0.50374957055204383,"-","-","-","-","-"]
[null,{"$f":"'ورودی نیروها'!C991","v":"BASE"},{"$f":"'ورودی نیروها'!D991","v":11},{"$f":"'ورودی نیروها'!E991","v":"ACIS58"},"11 - ACIS58",{"$f":"ABS('ورودی نیروها'!H991)","v":230855.36},{"$f":"ABS('ورودی نیروها'!I991)","v":1211309.8559999999},{"$f":"ABS('ورودی نیروها'!J991)","v":3049727.0929999999},{"$f":"VLOOKUP(C998,'ورودی نیروها'!M$4:P$1000000,2,FALSE)","v":70},{"$f":"VLOOKUP(C998,'ورودی نیروها'!M$4:P$1000000,3,FALSE)","v":45},{"$f":"VLOOKUP(C998,'ورودی نیروها'!M$4:P$1000000,4,FALSE)","v":1},160,135,{"$f":"IF(VLOOKUP(C998,'ورودی نیروها'!M$4:Q$1048576,5,FALSE)=0,IF(K998=1,2*L998+2*M998,IF(K998=2,L998+2*M998,IF(K998=3,2*L998+M998,L998+M998))),VLOOKUP(C998,'ورودی نیروها'!M$4:Q$1048576,5,FALSE))","v":590},2955000,2955000,2733750,2733750,1.5555555555555556,40,12.570053699169309,0.420550099829468,0.37979589711327122,509416.4808652185,1158273.8372365837,53100,4.943644066241089,0.39328742617605439,"-","-","-","-","-"]
[null,{"$f":"'ورودی نیروها'!C992","v":"BASE"},{"$f":"'ورودی نیروها'!D992","v":11},{"$f":"'ورودی نیروها'!E992","v":"ACIS59"},"11 - ACIS59",{"$f":"ABS('ورودی نیروها'!H992)","v":326604.96999999997},{"$f":"ABS('ورودی نیروها'!I992)","v":1354748.36},{"$f":"ABS('ورودی نیروها'!J992)","v":3000238.5959999999},{"$f":"VLOOKUP(C999,'ورودی نیروها'!M$4:P$1000000,2,FALSE)","v":70},{"$f":"VLOOKUP(C999,'ورودی نیروها'!M$4:P$1000000,3,FALSE)","v":45},{"$f":"VLOOKUP(C999,'ورودی نیروها'!M$4:P$1000000,4,FALSE)","v":1},160,135,{"$f":"IF(VLOOKUP(C999,'ورودی نیروها'!M$4:Q$1048576,5,FALSE)=0,IF(K999=1,2*L999+2*M999,IF(K999=2,L999+2*M999,IF(K999=3,2*L999+M999,L999+M999))),VLOOKUP(C999,'ورودی نیروها'!M$4:Q$1048576,5,FALSE))","v":590},2955000,2955000,2733750,2733750,1.5555555555555556,40,12.570053699169309,0.420550099829468,0.37979589711327122,569739.55804180808,1139478.3091216811,53100,6.7603767644543566,0.53781606079384658,"-","-","-","-","-"]
[null,{"$f":"'ورودی نیروها'!C993","v":"BASE"},{"$f":"'ورودی نیروها'!D993","v":11},{"$f":"'ورودی نیروها'!E993","v":"ACIS60"},"11 - ACIS60",{"$f":"ABS('ورودی نیروها'!H993)","v":252383.35999999999},{"$f":"ABS('ورودی نیروها'!I993)","v":1342229.193},{"$f":"ABS('ورودی نیروها'!J993)","v":3054033.4619999998},{"$f":"VLOOKUP(C1000,'ورودی نیروها'!M$4:P$1000000,2,FALSE)","v":70},{"$f":"VLOOKUP(C1000,'ورودی نیروها'!M$4:P$1000000,3,FALSE)","v":45},{"$f":"VLOOKUP(C1000,'ورودی نیروها'!M$4:P$1000000,4,FALSE)","v":1},160,135,{"$f":"IF(VLOOKUP(C1000,'ورودی نیروها'!M$4:Q$1048576,5,FALSE)=0,IF(K1000=1,2*L1000+2*M1000,IF(K1000=2,L1000+2*M1000,IF(K1000=3,2*L1000+M1000,L1000+M1000))),VLOOKUP(C1000,'ورودی نیروها'!M$4:Q$1048576,5,FALSE))","v":590},2955000,2955000,2733750,2733750,1.5555555555555556,40,12.570053699169309,0.420550099829468,0.37979589711327122,564474.62111017632,1159909.3785142393,53100,5.3682982689743097,0.42707043243013937,"-","-","-","-","-"]
[null,{"$f":"'ورودی نیروها'!C994","v":"BASE"},{"$f":"'ورودی نیروها'!D994","v":11},{"$f":"'ورودی نیروها'!E994","v":"ACIS61"},"11 - ACIS61",{"$f":"ABS('ورودی نیروها'!H994)","v":78689.84},{"$f":"ABS('ورودی نیروها'!I994)","v":1287871.1969999999},{"$f":"ABS('ورودی نیروها'!J994)","v":3284450.0830000001},{"$f":"VLOOKUP(C1001,'ورودی نیروها'!M$4:P$1000000,2,FALSE)","v":70},{"$f":"VLOOKUP(C1001,'ورودی نیروها'!M$4:P$1000000,3,FALSE)","v":45},{"$f":"VLOOKUP(C1001,'ورودی نیروها'!M$4:P$1000000,4,FALSE)","v":1},160,135,{"$f":"IF(VLOOKUP(C1001,'ورودی نیروها'!M$4:Q$1048576,5,FALSE)=0,IF(K1001=1,2*L1001+2*M1001,IF(K1001=2,L1001+2*M1001,IF(K1001=3,2*L1001+M1001,L1001+M1001))),VLOOKUP(C1001,'ورودی نیروها'!M$4:Q$1048576,5,FALSE))","v":590},2955000,2955000,2733750,2733750,1.5555555555555556,40,12.570053699169309,0.420550099829468,0.37979589711327122,541614.36046584637,1247420.6657967432,53100,2.1215091782031341,0.16877486993896723,"-","-","-","-","-"]
[null,{"$f":"'ورودی نیروها'!C995","v":"BASE"},{"$f":"'ورودی نیروها'!D995","v":11},{"$f":"'ورودی نیروها'!E995","v":"ACIS62"},"11 - ACIS62",{"$f":"ABS('ورودی نیروها'!H995)","v":4468.22},{"$f":"ABS('ورودی نیروها'!I995)","v":1300390.3629999999},{"$f":"ABS('ورودی نیروها'!J995)","v":3230655.2170000002},{"$f":"VLOOKUP(C1002,'ورودی نیروها'!M$4:P$1000000,2,FALSE)","v":70},{"$f":"VLOOKUP(C1002,'ورودی نیروها'!M$4:P$1000000,3,FALSE)","v":45},{"$f":"VLOOKUP(C1002,'ورودی نیروها'!M$4:P$1000000,4,FALSE)","v":1},160,135,{"$f":"IF(VLOOKUP(C1002,'ورودی نیروها'!M$4:Q$1048576,5,FALSE)=0,IF(K1002=1,2*L1002+2*M1002,IF(K1002=2,L1002+2*M1002,IF(K1002=3,2*L1002+M1002,L1002+M1002))),VLOOKUP(C1002,'ورودی نیروها'!M$4:Q$1048576,5,FALSE))","v":590},2955000,2955000,2733750,2733750,1.5555555555555556,40,12.570053699169309,0.420550099829468,0.37979589711327122,546879.29697692813,1226989.5964041851,53100,0.71804661892692567,5.7123591999800105E-2,"-","-","-","-","-"]
[null,{"$f":"'ورودی نیروها'!C996","v":"BASE"},{"$f":"'ورودی نیروها'!D996","v":11},{"$f":"'ورودی نیروها'!E996","v":"ACIS64"},"11 - ACIS64",{"$f":"ABS('ورودی نیروها'!H996)","v":100217.84},{"$f":"ABS('ورودی نیروها'!I996)","v":1265667.8529999999},{"$f":"ABS('ورودی نیروها'!J996)","v":3280143.7140000002},{"$f":"VLOOKUP(C1003,'ورودی نیروها'!M$4:P$1000000,2,FALSE)","v":70},{"$f":"VLOOKUP(C1003,'ورودی نیروها'!M$4:P$1000000,3,FALSE)","v":45},{"$f":"VLOOKUP(C1003,'ورودی نیروها'!M$4:P$1000000,4,FALSE)","v":1},160,135,{"$f":"IF(VLOOKUP(C1003,'ورودی نیروها'!M$4:Q$1048576,5,FALSE)=0,IF(K1003=1,2*L1003+2*M1003,IF(K1003=2,L1003+2*M1003,IF(K1003=3,2*L1003+M1003,L1003+M1003))),VLOOKUP(C1003,'ورودی نیروها'!M$4:Q$1048576,5,FALSE))","v":590},2955000,2955000,2733750,2733750,1.5555555555555556,40,12.570053699169309,0.420550099829468,0.37979589711327122,532276.74193009839,1245785.1245190874,53100,2.5231746908666448,0.20072903038062509,"-","-","-","-","-"]
[null,{"$f":"'ورودی نیروها'!C997","v":"BASE"},{"$f":"'ورودی نیروها'!D997","v":11},{"$f":"'ورودی نیروها'!E997","v":"ACIS65"},"11 - ACIS65",{"$f":"ABS('ورودی نیروها'!H997)","v":308260.47999999998},{"$f":"ABS('ورودی نیروها'!I997)","v":1329175.6850000001},{"$f":"ABS('ورودی نیروها'!J997)","v":3097371.5060000001},{"$f":"VLOOKUP(C1004,'ورودی نیروها'!M$4:P$1000000,2,FALSE)","v":70},{"$f":"VLOOKUP(C1004,'ورودی نیروها'!M$4:P$1000000,3,FALSE)","v":45},{"$f":"VLOOKUP(C1004,'ورودی نیروها'!M$4:P$1000000,4,FALSE)","v":1},160,135,{"$f":"IF(VLOOKUP(C1004,'ورودی نیروها'!M$4:Q$1048576,5,FALSE)=0,IF(K1004=1,2*L1004+2*M1004,IF(K1004=2,L1004+2*M1004,IF(K1004=3,2*L1004+M1004,L1004+M1004))),VLOOKUP(C1004,'ورودی نیروها'!M$4:Q$1048576,5,FALSE))","v":590},2955000,2955000,2733750,2733750,1.5555555555555556,40,12.570053699169309,0.420550099829468,0.37979589711327122,558984.96701765154,1176368.9898143539,53100,6.4247612208819129,0.51111644982920745,"-","-","-","-","-"]
[null,{"$f":"'ورودی نیروها'!C998","v":"BASE"},{"$f":"'ورودی نیروها'!D998","v":11},{"$f":"'ورودی نیروها'!E998","v":"ACIS67"},"11 - ACIS67",{"$f":"ABS('ورودی نیروها'!H998)","v":234038.86},{"$f":"ABS('ورودی نیروها'!I998)","v":1341694.851},{"$f":"ABS('ورودی نیروها'!J998)","v":3151166.372},{"$f":"VLOOKUP(C1005,'ورودی نیروها'!M$4:P$1000000,2,FALSE)","v":70},{"$f":"VLOOKUP(C1005,'ورودی نیروها'!M$4:P$1000000,3,FALSE)","v":45},{"$f":"VLOOKUP(C1005,'ورودی نیروها'!M$4:P$1000000,4,FALSE)","v":1},160,135,{"$f":"IF(VLOOKUP(C1005,'ورودی نیروها'!M$4:Q$1048576,5,FALSE)=0,IF(K1005=1,2*L1005+2*M1005,IF(K1005=2,L1005+2*M1005,IF(K1005=3,2*L1005+M1005,L1005+M1005))),VLOOKUP(C1005,'ورودی نیروها'!M$4:Q$1048576,5,FALSE))","v":590},2955000,2955000,2733750,2733750,1.5555555555555556,40,12.570053699169309,0.420550099829468,0.37979589711327122,564249.90352873318,1196800.0592069121,53100,5.0362459460264155,0.40065429047126788,"-","-","-","-","-"]
[null,{"$f":"'ورودی نیروها'!C999","v":"BASE"},{"$f":"'ورودی نیروها'!D999","v":11},{"$f":"'ورودی نیروها'!E999","v":"ACIS68"},"11 - ACIS68",{"$f":"ABS('ورودی نیروها'!H999)","v":255566.86},{"$f":"ABS('ورودی نیروها'!I999)","v":1211844.1980000001},{"$f":"ABS('ورودی نیروها'!J999)","v":3155472.7420000001},{"$f":"VLOOKUP(C1006,'ورودی نیروها'!M$4:P$1000000,2,FALSE)","v":70},{"$f":"VLOOKUP(C1006,'ورودی نیروها'!M$4:P$1000000,3,FALSE)","v":45},{"$f":"VLOOKUP(C1006,'ورودی نیروها'!M$4:P$1000000,4,FALSE)","v":1},160,135,{"$f":"IF(VLOOKUP(C1006,'ورودی نیروها'!M$4:Q$1048576,5,FALSE)=0,IF(K1006=1,2*L1006+2*M1006,IF(K1006=2,L1006+2*M1006,IF(K1006=3,2*L1006+M1006,L1006+M1006))),VLOOKUP(C1006,'ورودی نیروها'!M$4:Q$1048576,5,FALSE))","v":590},2955000,2955000,2733750,2733750,1.5555555555555556,40,12.570053699169309,0.420550099829468,0.37979589711327122,509641.19844666164,1198435.6008643638,53100,5.4237878492955103,0.43148485910238721,"-","-","-","-","-"]
[null,{"$f":"'ورودی نیروها'!C1000","v":"BASE"},{"$f":"'ورودی نیروها'!D1000","v":11},{"$f":"'ورودی نیروها'!E1000","v":"ACIS69"},"11 - ACIS69",{"$f":"ABS('ورودی نیروها'!H1000)","v":75506.33},{"$f":"ABS('ورودی نیروها'!I1000)","v":1157486.2009999999},{"$f":"ABS('ورودی نیروها'!J1000)","v":3385889.3620000002},{"$f":"VLOOKUP(C1007,'ورودی نیروها'!M$4:P$1000000,2,FALSE)","v":70},{"$f":"VLOOKUP(C1007,'ورودی نیروها'!M$4:P$1000000,3,FALSE)","v":45},{"$f":"VLOOKUP(C1007,'ورودی نیروها'!M$4:P$1000000,4,FALSE)","v":1},160,135,{"$f":"IF(VLOOKUP(C1007,'ورودی نیروها'!M$4:Q$1048576,5,FALSE)=0,IF(K1007=1,2*L1007+2*M1007,IF(K1007=2,L1007+2*M1007,IF(K1007=3,2*L1007+M1007,L1007+M1007))),VLOOKUP(C1007,'ورودی نیروها'!M$4:Q$1048576,5,FALSE))","v":590},2955000,2955000,2733750,2733750,1.5555555555555556,40,12.570053699169309,0.420550099829468,0.37979589711327122,486780.93738178164,1285946.8877670716,53100,2.0570927318777383,0.16365027398520032,"-","-","-","-","-"]
[null,{"$f":"'ورودی نیروها'!C1001","v":"BASE"},{"$f":"'ورودی نیروها'!D1001","v":11},{"$f":"'ورودی نیروها'!E1001","v":"ACIS70"},"11 - ACIS70",{"$f":"ABS('ورودی نیروها'!H1001)","v":1284.72},{"$f":"ABS('ورودی نیروها'!I1001)","v":1170005.368},{"$f":"ABS('ورودی نیروها'!J1001)","v":3332094.4959999998},{"$f":"VLOOKUP(C1008,'ورودی نیروها'!M$4:P$1000000,2,FALSE)","v":70},{"$f":"VLOOKUP(C1008,'ورودی نیروها'!M$4:P$1000000,3,FALSE)","v":45},{"$f":"VLOOKUP(C1008,'ورودی نیروها'!M$4:P$1000000,4,FALSE)","v":1},160,135,{"$f":"IF(VLOOKUP(C1008,'ورودی نیروها'!M$4:Q$1048576,5,FALSE)=0,IF(K1008=1,2*L1008+2*M1008,IF(K1008=2,L1008+2*M1008,IF(K1008=3,2*L1008+M1008,L1008+M1008))),VLOOKUP(C1008,'ورودی نیروها'!M$4:Q$1048576,5,FALSE))","v":590},2955000,2955000,2733750,2733750,1.5555555555555556,40,12.570053699169309,0.420550099829468,0.37979589711327122,492045.87431341346,1265515.8183745132,53100,0.65363036106776518,5.1999011039305286E-2,"-","-","-","-","-"]
[null,{"$f":"'ورودی نیروها'!C1002","v":"BASE"},{"$f":"'ورودی نیروها'!D1002","v":11},{"$f":"'ورودی نیروها'!E1002","v":"ACIS71"},"11 - ACIS71",{"$f":"ABS('ورودی نیروها'!H1002)","v":97034.33},{"$f":"ABS('ورودی نیروها'!I1002)","v":1396052.848},{"$f":"ABS('ورودی نیروها'!J1002)","v":3381582.9929999998},{"$f":"VLOOKUP(C1009,'ورودی نیروها'!M$4:P$1000000,2,FALSE)","v":70},{"$f":"VLOOKUP(C1009,'ورودی نیروها'!M$4:P$1000000,3,FALSE)","v":45},{"$f":"VLOOKUP(C1009,'ورودی نیروها'!M$4:P$1000000,4,FALSE)","v":1},160,135,{"$f":"IF(VLOOKUP(C1009,'ورودی نیروها'!M$4:Q$1048576,5,FALSE)=0,IF(K1009=1,2*L1009+2*M1009,IF(K1009=2,L1009+2*M1009,IF(K1009=3,2*L1009+M1009,L1009+M1009))),VLOOKUP(C1009,'ورودی نیروها'!M$4:Q$1048576,5,FALSE))","v":590},2955000,2955000,2733750,2733750,1.5555555555555556,40,12.570053699169309,0.420550099829468,0.37979589711327122,587110.16459361312,1284311.3464894157,53100,2.4958705442866234,0.1985568720721983,"-","-","-","-","-"]
[null,{"$f":"'ورودی نیروها'!C1003","v":"BASE"},{"$f":"'ورودی نیروها'!D1003","v":11},{"$f":"'ورودی نیروها'!E1003","v":"ACIS72"},"11 - ACIS72",{"$f":"ABS('ورودی نیروها'!H1003)","v":22812.720000000001},{"$f":"ABS('ورودی نیروها'!I1003)","v":1383533.682},{"$f":"ABS('ورودی نیروها'!J1003)","v":3327788.1269999999},{"$f":"VLOOKUP(C1010,'ورودی نیروها'!M$4:P$1000000,2,FALSE)","v":70},{"$f":"VLOOKUP(C1010,'ورودی نیروها'!M$4:P$1000000,3,FALSE)","v":45},{"$f":"VLOOKUP(C1010,'ورودی نیروها'!M$4:P$1000000,4,FALSE)","v":1},160,135,{"$f":"IF(VLOOKUP(C1010,'ورودی نیروها'!M$4:Q$1048576,5,FALSE)=0,IF(K1010=1,2*L1010+2*M1010,IF(K1010=2,L1010+2*M1010,IF(K1010=3,2*L1010+M1010,L1010+M1010))),VLOOKUP(C1010,'ورودی نیروها'!M$4:Q$1048576,5,FALSE))","v":590},2955000,2955000,2733750,2733750,1.5555555555555556,40,12.570053699169309,0.420550099829468,0.37979589711327122,581845.22808253148,1263880.2770968575,53100,1.0888447645281853,8.6622125138585651E-2,"-","-","-","-","-"]
[null,{"$f":"'ورودی نیروها'!C1004","v":"BASE"},{"$f":"'ورودی نیروها'!D1004","v":11},{"$f":"'ورودی نیروها'!E1004","v":"ACIS73"},"11 - ACIS73",{"$f":"ABS('ورودی نیروها'!H1004)","v":201203},{"$f":"ABS('ورودی نیروها'!I1004)","v":4228655.5080000004},{"$f":"ABS('ورودی نیروها'!J1004)","v":807990.21299999999},{"$f":"VLOOKUP(C1011,'ورودی نیروها'!M$4:P$1000000,2,FALSE)","v":70},{"$f":"VLOOKUP(C1011,'ورودی نیروها'!M$4:P$1000000,3,FALSE)","v":45},{"$f":"VLOOKUP(C1011,'ورودی نیروها'!M$4:P$1000000,4,FALSE)","v":1},160,135,{"$f":"IF(VLOOKUP(C1011,'ورودی نیروها'!M$4:Q$1048576,5,FALSE)=0,IF(K1011=1,2*L1011+2*M1011,IF(K1011=2,L1011+2*M1011,IF(K1011=3,2*L1011+M1011,L1011+M1011))),VLOOKUP(C1011,'ورودی نیروها'!M$4:Q$1048576,5,FALSE))","v":590},2955000,2955000,2733750,2733750,1.5555555555555556,40,12.570053699169309,0.420550099829468,0.37979589711327122,1778361.4960338299,306871.3678050781,53100,4.5032009919306022,0.35824834958566615,"-","-","-","-","-"]
[null,{"$f":"'ورودی نیروها'!C1005","v":"BASE"},{"$f":"'ورودی نیروها'!D1005","v":11},{"$f":"'ورودی نیروها'!E1005","v":"ACIS74"},"11 - ACIS74",{"$f":"ABS('ورودی نیروها'!H1005)","v":126981.39},{"$f":"ABS('ورودی نیروها'!I1005)","v":4241174.6739999996},{"$f":"ABS('ورودی نیروها'!J1005)","v":861785.07900000003},{"$f":"VLOOKUP(C1012,'ورودی نیروها'!M$4:P$1000000,2,FALSE)","v":70},{"$f":"VLOOKUP(C1012,'ورودی نیروها'!M$4:P$1000000,3,FALSE)","v":45},{"$f":"VLOOKUP(C1012,'ورودی نیروها'!M$4:P$1000000,4,FALSE)","v":1},160,135,{"$f":"IF(VLOOKUP(C1012,'ورودی نیروها'!M$4:Q$1048576,5,FALSE)=0,IF(K1012=1,2*L1012+2*M1012,IF(K1012=2,L1012+2*M1012,IF(K1012=3,2*L1012+M1012,L1012+M1012))),VLOOKUP(C1012,'ورودی نیروها'!M$4:Q$1048576,5,FALSE))","v":590},2955000,2955000,2733750,2733750,1.5555555555555556,40,12.570053699169309,0.420550099829468,0.37979589711327122,1783626.4325449113,327302.43719763635,53100,3.1146859053990217,0.24778620520967667,"-","-","-","-","-"]
[null,{"$f":"'ورودی نیروها'!C1006","v":"BASE"},{"$f":"'ورودی نیروها'!D1006","v":11},{"$f":"'ورودی نیروها'!E1006","v":"ACIS75"},"11 - ACIS75",{"$f":"ABS('ورودی نیروها'!H1006)","v":132331.81},{"$f":"ABS('ورودی نیروها'!I1006)","v":4216264.1610000003},{"$f":"ABS('ورودی نیروها'!J1006)","v":1106556.264},{"$f":"VLOOKUP(C1013,'ورودی نیروها'!M$4:P$1000000,2,FALSE)","v":70},{"$f":"VLOOKUP(C1013,'ورودی نیروها'!M$4:P$1000000,3,FALSE)","v":45},{"$f":"VLOOKUP(C1013,'ورودی نیروها'!M$4:P$1000000,4,FALSE)","v":1},160,135,{"$f":"IF(VLOOKUP(C1013,'ورودی نیروها'!M$4:Q$1048576,5,FALSE)=0,IF(K1013=1,2*L1013+2*M1013,IF(K1013=2,L1013+2*M1013,IF(K1013=3,2*L1013+M1013,L1013+M1013))),VLOOKUP(C1013,'ورودی نیروها'!M$4:Q$1048576,5,FALSE))","v":590},2955000,2955000,2733750,2733750,1.5555555555555556,40,12.570053699169309,0.420550099829468,0.37979589711327122,1773150.3138159583,420265.52899218979,53100,3.2459075962737671,0.25822543594131764,"-","-","-","-","-"]
[null,{"$f":"'ورودی نیروها'!C1007","v":"BASE"},{"$f":"'ورودی نیروها'!D1007","v":11},{"$f":"'ورودی نیروها'!E1007","v":"ACIS76"},"11 - ACIS76",{"$f":"ABS('ورودی نیروها'!H1007)","v":58110.2},{"$f":"ABS('ورودی نیروها'!I1007)","v":4228783.3269999996},{"$f":"ABS('ورودی نیروها'!J1007)","v":1052761.398},{"$f":"VLOOKUP(C1014,'ورودی نیروها'!M$4:P$1000000,2,FALSE)","v":70},{"$f":"VLOOKUP(C1014,'ورودی نیروها'!M$4:P$1000000,3,FALSE)","v":45},{"$f":"VLOOKUP(C1014,'ورودی نیروها'!M$4:P$1000000,4,FALSE)","v":1},160,135,{"$f":"IF(VLOOKUP(C1014,'ورودی نیروها'!M$4:Q$1048576,5,FALSE)=0,IF(K1014=1,2*L1014+2*M1014,IF(K1014=2,L1014+2*M1014,IF(K1014=3,2*L1014+M1014,L1014+M1014))),VLOOKUP(C1014,'ورودی نیروها'!M$4:Q$1048576,5,FALSE))","v":590},2955000,2955000,2733750,2733750,1.5555555555555556,40,12.570053699169309,0.420550099829468,0.37979589711327122,1778415.2503270397,399834.45959963161,53100,1.8424452253214758,0.14657417298410058,"-","-","-","-","-"]
[null,{"$f":"'ورودی نیروها'!C1008","v":"BASE"},{"$f":"'ورودی نیروها'!D1008","v":11},{"$f":"'ورودی نیروها'!E1008","v":"ACIS78"},"11 - ACIS78",{"$f":"ABS('ورودی نیروها'!H1008)","v":272963},{"$f":"ABS('ورودی نیروها'!I1008)","v":4283141.32},{"$f":"ABS('ورودی نیروها'!J1008)","v":822344.777},{"$f":"VLOOKUP(C1015,'ورودی نیروها'!M$4:P$1000000,2,FALSE)","v":70},{"$f":"VLOOKUP(C1015,'ورودی نیروها'!M$4:P$1000000,3,FALSE)","v":45},{"$f":"VLOOKUP(C1015,'ورودی نیروها'!M$4:P$1000000,4,FALSE)","v":1},160,135,{"$f":"IF(VLOOKUP(C1015,'ورودی نیروها'!M$4:Q$1048576,5,FALSE)=0,IF(K1015=1,2*L1015+2*M1015,IF(K1015=2,L1015+2*M1015,IF(K1015=3,2*L1015+M1015,L1015+M1015))),VLOOKUP(C1015,'ورودی نیروها'!M$4:Q$1048576,5,FALSE))","v":590},2955000,2955000,2733750,2733750,1.5555555555555556,40,12.570053699169309,0.420550099829468,0.37979589711327122,1801275.5097097196,312323.17231712799,53100,5.8643619992815177,0.46653436330737902,"-","-","-","-","-"]
[null,{"$f":"'ورودی نیروها'!C1009","v":"BASE"},{"$f":"'ورودی نیروها'!D1009","v":11},{"$f":"'ورودی نیروها'!E1009","v":"ACIS79"},"11 - ACIS79",{"$f":"ABS('ورودی نیروها'!H1009)","v":204091.81},{"$f":"ABS('ورودی نیروها'!I1009)","v":4295532.67},{"$f":"ABS('ورودی نیروها'!J1009)","v":1092201.7},{"$f":"VLOOKUP(C1016,'ورودی نیروها'!M$4:P$1000000,2,FALSE)","v":70},{"$f":"VLOOKUP(C1016,'ورودی نیروها'!M$4:P$1000000,3,FALSE)","v":45},{"$f":"VLOOKUP(C1016,'ورودی نیروها'!M$4:P$1000000,4,FALSE)","v":1},160,135,{"$f":"IF(VLOOKUP(C1016,'ورودی نیروها'!M$4:Q$1048576,5,FALSE)=0,IF(K1016=1,2*L1016+2*M1016,IF(K1016=2,L1016+2*M1016,IF(K1016=3,2*L1016+M1016,L1016+M1016))),VLOOKUP(C1016,'ورودی نیروها'!M$4:Q$1048576,5,FALSE))","v":590},2955000,2955000,2733750,2733750,1.5555555555555556,40,12.570053699169309,0.420550099829468,0.37979589711327122,1806486.6931892412,414813.72448013991,53100,4.6066071136864029,0.36647473622096222,"-","-","-","-","-"]
[null,{"$f":"'ورودی نیروها'!C1010","v":"BASE"},{"$f":"'ورودی نیروها'!D1010","v":11},{"$f":"'ورودی نیروها'!E1010","v":"ACIS80"},"11 - ACIS80",{"$f":"ABS('ورودی نیروها'!H1010)","v":129870.19},{"$f":"ABS('ورودی نیروها'!I1010)","v":4283013.5},{"$f":"ABS('ورودی نیروها'!J1010)","v":1038406.834},{"$f":"VLOOKUP(C1017,'ورودی نیروها'!M$4:P$1000000,2,FALSE)","v":70},{"$f":"VLOOKUP(C1017,'ورودی نیروها'!M$4:P$1000000,3,FALSE)","v":45},{"$f":"VLOOKUP(C1017,'ورودی نیروها'!M$4:P$1000000,4,FALSE)","v":1},160,135,{"$f":"IF(VLOOKUP(C1017,'ورودی نیروها'!M$4:Q$1048576,5,FALSE)=0,IF(K1017=1,2*L1017+2*M1017,IF(K1017=2,L1017+2*M1017,IF(K1017=3,2*L1017+M1017,L1017+M1017))),VLOOKUP(C1017,'ورودی نیروها'!M$4:Q$1048576,5,FALSE))","v":590},2955000,2955000,2733750,2733750,1.5555555555555556,40,12.570053699169309,0.420550099829468,0.37979589711327122,1801221.7549959591,394382.65508758172,53100,3.1995811450347751,0.25453997426011149,"-","-","-","-","-"]
[null,{"$f":"'ورودی نیروها'!C1011","v":"BASE"},{"$f":"'ورودی نیروها'!D1011","v":11},{"$f":"'ورودی نیروها'!E1011","v":"ACIS81"},"11 - ACIS81",{"$f":"ABS('ورودی نیروها'!H1011)","v":203057.98},{"$f":"ABS('ورودی نیروها'!I1011)","v":4304459.3229999999},{"$f":"ABS('ورودی نیروها'!J1011)","v":866959.71299999999},{"$f":"VLOOKUP(C1018,'ورودی نیروها'!M$4:P$1000000,2,FALSE)","v":70},{"$f":"VLOOKUP(C1018,'ورودی نیروها'!M$4:P$1000000,3,FALSE)","v":45},{"$f":"VLOOKUP(C1018,'ورودی نیروها'!M$4:P$1000000,4,FALSE)","v":1},160,135,{"$f":"IF(VLOOKUP(C1018,'ورودی نیروها'!M$4:Q$1048576,5,FALSE)=0,IF(K1018=1,2*L1018+2*M1018,IF(K1018=2,L1018+2*M1018,IF(K1018=3,2*L1018+M1018,L1018+M1018))),VLOOKUP(C1018,'ورودی نیروها'!M$4:Q$1048576,5,FALSE))","v":590},2955000,2955000,2733750,2733750,1.5555555555555556,40,12.570053699169309,0.420550099829468,0.37979589711327122,1810240.7979995343,329267.74195989914,53100,4.5571155063268751,0.36253747321922991,"-","-","-","-","-"]
[null,{"$f":"'ورودی نیروها'!C1012","v":"BASE"},{"$f":"'ورودی نیروها'!D1012","v":11},{"$f":"'ورودی نیروها'!E1012","v":"ACIS82"},"11 - ACIS82",{"$f":"ABS('ورودی نیروها'!H1012)","v":128836.37},{"$f":"ABS('ورودی نیروها'!I1012)","v":4316978.4890000001},{"$f":"ABS('ورودی نیروها'!J1012)","v":920754.58},{"$f":"VLOOKUP(C1019,'ورودی نیروها'!M$4:P$1000000,2,FALSE)","v":70},{"$f":"VLOOKUP(C1019,'ورودی نیروها'!M$4:P$1000000,3,FALSE)","v":45},{"$f":"VLOOKUP(C1019,'ورودی نیروها'!M$4:P$1000000,4,FALSE)","v":1},160,135,{"$f":"IF(VLOOKUP(C1019,'ورودی نیروها'!M$4:Q$1048576,5,FALSE)=0,IF(K1019=1,2*L1019+2*M1019,IF(K1019=2,L1019+2*M1019,IF(K1019=3,2*L1019+M1019,L1019+M1019))),VLOOKUP(C1019,'ورودی نیروها'!M$4:Q$1048576,5,FALSE))","v":590},2955000,2955000,2733750,2733750,1.5555555555555556,40,12.570053699169309,0.420550099829468,0.37979589711327122,1815505.7345106159,349698.81173225323,53100,3.168600419934223,0.25207532885429279,"-","-","-","-","-"]
[null,{"$f":"'ورودی نیروها'!C1013","v":"BASE"},{"$f":"'ورودی نیروها'!D1013","v":11},{"$f":"'ورودی نیروها'!E1013","v":"ACIS83"},"11 - ACIS83",{"$f":"ABS('ورودی نیروها'!H1013)","v":134186.79},{"$f":"ABS('ورودی نیروها'!I1013)","v":4292067.9759999998},{"$f":"ABS('ورودی نیروها'!J1013)","v":1047586.763},{"$f":"VLOOKUP(C1020,'ورودی نیروها'!M$4:P$1000000,2,FALSE)","v":70},{"$f":"VLOOKUP(C1020,'ورودی نیروها'!M$4:P$1000000,3,FALSE)","v":45},{"$f":"VLOOKUP(C1020,'ورودی نیروها'!M$4:P$1000000,4,FALSE)","v":1},160,135,{"$f":"IF(VLOOKUP(C1020,'ورودی نیروها'!M$4:Q$1048576,5,FALSE)=0,IF(K1020=1,2*L1020+2*M1020,IF(K1020=2,L1020+2*M1020,IF(K1020=3,2*L1020+M1020,L1020+M1020))),VLOOKUP(C1020,'ورودی نیروها'!M$4:Q$1048576,5,FALSE))","v":590},2955000,2955000,2733750,2733750,1.5555555555555556,40,12.570053699169309,0.420550099829468,0.37979589711327122,1805029.6157816625,397869.15445757285,53100,3.2834370174137297,0.26121105732672528,"-","-","-","-","-"]
[null,{"$f":"'ورودی نیروها'!C1014","v":"BASE"},{"$f":"'ورودی نیروها'!D1014","v":11},{"$f":"'ورودی نیروها'!E1014","v":"ACIS84"},"11 - ACIS84",{"$f":"ABS('ورودی نیروها'!H1014)","v":59965.18},{"$f":"ABS('ورودی نیروها'!I1014)","v":4304587.142},{"$f":"ABS('ورودی نیروها'!J1014)","v":993791.897},{"$f":"VLOOKUP(C1021,'ورودی نیروها'!M$4:P$1000000,2,FALSE)","v":70},{"$f":"VLOOKUP(C1021,'ورودی نیروها'!M$4:P$1000000,3,FALSE)","v":45},{"$f":"VLOOKUP(C1021,'ورودی نیروها'!M$4:P$1000000,4,FALSE)","v":1},160,135,{"$f":"IF(VLOOKUP(C1021,'ورودی نیروها'!M$4:Q$1048576,5,FALSE)=0,IF(K1021=1,2*L1021+2*M1021,IF(K1021=2,L1021+2*M1021,IF(K1021=3,2*L1021+M1021,L1021+M1021))),VLOOKUP(C1021,'ورودی نیروها'!M$4:Q$1048576,5,FALSE))","v":590},2955000,2955000,2733750,2733750,1.5555555555555556,40,12.570053699169309,0.420550099829468,0.37979589711327122,1810294.5522927444,377438.0850650146,53100,1.8799746464614384,0.14955979436950825,"-","-","-","-","-"]
[null,{"$f":"'ورودی نیروها'!C1015","v":"BASE"},{"$f":"'ورودی نیروها'!D1015","v":11},{"$f":"'ورودی نیروها'!E1015","v":"ACIS85"},"11 - ACIS85",{"$f":"ABS('ورودی نیروها'!H1015)","v":271108.02},{"$f":"ABS('ورودی نیروها'!I1015)","v":4358945.1399999997},{"$f":"ABS('ورودی نیروها'!J1015)","v":763375.277},{"$f":"VLOOKUP(C1022,'ورودی نیروها'!M$4:P$1000000,2,FALSE)","v":70},{"$f":"VLOOKUP(C1022,'ورودی نیروها'!M$4:P$1000000,3,FALSE)","v":45},{"$f":"VLOOKUP(C1022,'ورودی نیروها'!M$4:P$1000000,4,FALSE)","v":1},160,135,{"$f":"IF(VLOOKUP(C1022,'ورودی نیروها'!M$4:Q$1048576,5,FALSE)=0,IF(K1022=1,2*L1022+2*M1022,IF(K1022=2,L1022+2*M1022,IF(K1022=3,2*L1022+M1022,L1022+M1022))),VLOOKUP(C1022,'ورودی نیروها'!M$4:Q$1048576,5,FALSE))","v":590},2955000,2955000,2733750,2733750,1.5555555555555556,40,12.570053699169309,0.420550099829468,0.37979589711327122,1833154.8137781743,289926.79816230689,53100,5.8320240013096649,0.46396174120521649,"-","-","-","-","-"]
[null,{"$f":"'ورودی نیروها'!C1016","v":"BASE"},{"$f":"'ورودی نیروها'!D1016","v":11},{"$f":"'ورودی نیروها'!E1016","v":"ACIS86"},"11 - ACIS86",{"$f":"ABS('ورودی نیروها'!H1016)","v":196886.41},{"$f":"ABS('ورودی نیروها'!I1016)","v":4346425.97},{"$f":"ABS('ورودی نیروها'!J1016)","v":817170.14300000004},{"$f":"VLOOKUP(C1023,'ورودی نیروها'!M$4:P$1000000,2,FALSE)","v":70},{"$f":"VLOOKUP(C1023,'ورودی نیروها'!M$4:P$1000000,3,FALSE)","v":45},{"$f":"VLOOKUP(C1023,'ورودی نیروها'!M$4:P$1000000,4,FALSE)","v":1},160,135,{"$f":"IF(VLOOKUP(C1023,'ورودی نیروها'!M$4:Q$1048576,5,FALSE)=0,IF(K1023=1,2*L1023+2*M1023,IF(K1023=2,L1023+2*M1023,IF(K1023=3,2*L1023+M1023,L1023+M1023))),VLOOKUP(C1023,'ورودی نیروها'!M$4:Q$1048576,5,FALSE))","v":590},2955000,2955000,2733750,2733750,1.5555555555555556,40,12.570053699169309,0.420550099829468,0.37979589711327122,1827889.8755848922,310357.86755486514,53100,4.4399455054026644,0.35321611280754339,"-","-","-","-","-"]
[null,{"$f":"'ورودی نیروها'!C1017","v":"BASE"},{"$f":"'ورودی نیروها'!D1017","v":11},{"$f":"'ورودی نیروها'!E1017","v":"ACIS87"},"11 - ACIS87",{"$f":"ABS('ورودی نیروها'!H1017)","v":202236.83},{"$f":"ABS('ورودی نیروها'!I1017)","v":4371336.49},{"$f":"ABS('ورودی نیروها'!J1017)","v":1151171.2},{"$f":"VLOOKUP(C1024,'ورودی نیروها'!M$4:P$1000000,2,FALSE)","v":70},{"$f":"VLOOKUP(C1024,'ورودی نیروها'!M$4:P$1000000,3,FALSE)","v":45},{"$f":"VLOOKUP(C1024,'ورودی نیروها'!M$4:P$1000000,4,FALSE)","v":1},160,135,{"$f":"IF(VLOOKUP(C1024,'ورودی نیروها'!M$4:Q$1048576,5,FALSE)=0,IF(K1024=1,2*L1024+2*M1024,IF(K1024=2,L1024+2*M1024,IF(K1024=3,2*L1024+M1024,L1024+M1024))),VLOOKUP(C1024,'ورودی نیروها'!M$4:Q$1048576,5,FALSE))","v":590},2955000,2955000,2733750,2733750,1.5555555555555556,40,12.570053699169309,0.420550099829468,0.37979589711327122,1838365.9972576965,437210.09863496094,53100,4.5906542088319311,0.36520561635590343,"-","-","-","-","-"]
[null,{"$f":"'ورودی نیروها'!C1018","v":"BASE"},{"$f":"'ورودی نیروها'!D1018","v":11},{"$f":"'ورودی نیروها'!E1018","v":"ACIS88"},"11 - ACIS88",{"$f":"ABS('ورودی نیروها'!H1018)","v":128015.21},{"$f":"ABS('ورودی نیروها'!I1018)","v":4358817.32},{"$f":"ABS('ورودی نیروها'!J1018)","v":1097376.334},{"$f":"VLOOKUP(C1025,'ورودی نیروها'!M$4:P$1000000,2,FALSE)","v":70},{"$f":"VLOOKUP(C1025,'ورودی نیروها'!M$4:P$1000000,3,FALSE)","v":45},{"$f":"VLOOKUP(C1025,'ورودی نیروها'!M$4:P$1000000,4,FALSE)","v":1},160,135,{"$f":"IF(VLOOKUP(C1025,'ورودی نیروها'!M$4:Q$1048576,5,FALSE)=0,IF(K1025=1,2*L1025+2*M1025,IF(K1025=2,L1025+2*M1025,IF(K1025=3,2*L1025+M1025,L1025+M1025))),VLOOKUP(C1025,'ورودی نیروها'!M$4:Q$1048576,5,FALSE))","v":590},2955000,2955000,2733750,2733750,1.5555555555555556,40,12.570053699169309,0.420550099829468,0.37979589711327122,1833101.0590644144,416779.02924240276,53100,3.1836282401803033,0.2532708543950527,"-","-","-","-","-"]
[null,{"$f":"'ورودی نیروها'!C1019","v":"BASE"},{"$f":"'ورودی نیروها'!D1019","v":11},{"$f":"'ورودی نیروها'!E1019","v":"ACIS89"},"11 - ACIS89",{"$f":"ABS('ورودی نیروها'!H1019)","v":199348.02},{"$f":"ABS('ورودی نیروها'!I1019)","v":4152851.693},{"$f":"ABS('ورودی نیروها'!J1019)","v":749020.71299999999},{"$f":"VLOOKUP(C1026,'ورودی نیروها'!M$4:P$1000000,2,FALSE)","v":70},{"$f":"VLOOKUP(C1026,'ورودی نیروها'!M$4:P$1000000,3,FALSE)","v":45},{"$f":"VLOOKUP(C1026,'ورودی نیروها'!M$4:P$1000000,4,FALSE)","v":1},160,135,{"$f":"IF(VLOOKUP(C1026,'ورودی نیروها'!M$4:Q$1048576,5,FALSE)=0,IF(K1026=1,2*L1026+2*M1026,IF(K1026=2,L1026+2*M1026,IF(K1026=3,2*L1026+M1026,L1026+M1026))),VLOOKUP(C1026,'ورودی نیروها'!M$4:Q$1048576,5,FALSE))","v":590},2955000,2955000,2733750,2733750,1.5555555555555556,40,12.570053699169309,0.420550099829468,0.37979589711327122,1746482.1940681252,284474.99365025706,53100,4.4492864775343302,0.35395922595210244,"-","-","-","-","-"]
[null,{"$f":"'ورودی نیروها'!C1020","v":"BASE"},{"$f":"'ورودی نیروها'!D1020","v":11},{"$f":"'ورودی نیروها'!E1020","v":"ACIS90"},"11 - ACIS90",{"$f":"ABS('ورودی نیروها'!H1020)","v":125126.41},{"$f":"ABS('ورودی نیروها'!I1020)","v":4165370.8590000002},{"$f":"ABS('ورودی نیروها'!J1020)","v":802815.57900000003},{"$f":"VLOOKUP(C1027,'ورودی نیروها'!M$4:P$1000000,2,FALSE)","v":70},{"$f":"VLOOKUP(C1027,'ورودی نیروها'!M$4:P$1000000,3,FALSE)","v":45},{"$f":"VLOOKUP(C1027,'ورودی نیروها'!M$4:P$1000000,4,FALSE)","v":1},160,135,{"$f":"IF(VLOOKUP(C1027,'ورودی نیروها'!M$4:Q$1048576,5,FALSE)=0,IF(K1027=1,2*L1027+2*M1027,IF(K1027=2,L1027+2*M1027,IF(K1027=3,2*L1027+M1027,L1027+M1027))),VLOOKUP(C1027,'ورودی نیروها'!M$4:Q$1048576,5,FALSE))","v":590},2955000,2955000,2733750,2733750,1.5555555555555556,40,12.570053699169309,0.420550099829468,0.37979589711327122,1751747.1305792069,304906.06304281525,53100,3.0607713910027492,0.24349708157611291,"-","-","-","-","-"]
[null,{"$f":"'ورودی نیروها'!C1021","v":"BASE"},{"$f":"'ورودی نیروها'!D1021","v":11},{"$f":"'ورودی نیروها'!E1021","v":"ACIS91"},"11 - ACIS91",{"$f":"ABS('ورودی نیروها'!H1021)","v":130476.83},{"$f":"ABS('ورودی نیروها'!I1021)","v":4140460.3459999999},{"$f":"ABS('ورودی نیروها'!J1021)","v":1165525.764},{"$f":"VLOOKUP(C1028,'ورودی نیروها'!M$4:P$1000000,2,FALSE)","v":70},{"$f":"VLOOKUP(C1028,'ورودی نیروها'!M$4:P$1000000,3,FALSE)","v":45},{"$f":"VLOOKUP(C1028,'ورودی نیروها'!M$4:P$1000000,4,FALSE)","v":1},160,135,{"$f":"IF(VLOOKUP(C1028,'ورودی نیروها'!M$4:Q$1048576,5,FALSE)=0,IF(K1028=1,2*L1028+2*M1028,IF(K1028=2,L1028+2*M1028,IF(K1028=3,2*L1028+M1028,L1028+M1028))),VLOOKUP(C1028,'ورودی نیروها'!M$4:Q$1048576,5,FALSE))","v":590},2955000,2955000,2733750,2733750,1.5555555555555556,40,12.570053699169309,0.420550099829468,0.37979589711327122,1741271.0118502537,442661.90314701083,53100,3.2083781749948757,0.25523981454485761,"-","-","-","-","-"]
[null,{"$f":"'ورودی نیروها'!C1022","v":"BASE"},{"$f":"'ورودی نیروها'!D1022","v":11},{"$f":"'ورودی نیروها'!E1022","v":"ACIS92"},"11 - ACIS92",{"$f":"ABS('ورودی نیروها'!H1022)","v":56255.22},{"$f":"ABS('ورودی نیروها'!I1022)","v":4152979.5120000001},{"$f":"ABS('ورودی نیروها'!J1022)","v":1111730.898},{"$f":"VLOOKUP(C1029,'ورودی نیروها'!M$4:P$1000000,2,FALSE)","v":70},{"$f":"VLOOKUP(C1029,'ورودی نیروها'!M$4:P$1000000,3,FALSE)","v":45},{"$f":"VLOOKUP(C1029,'ورودی نیروها'!M$4:P$1000000,4,FALSE)","v":1},160,135,{"$f":"IF(VLOOKUP(C1029,'ورودی نیروها'!M$4:Q$1048576,5,FALSE)=0,IF(K1029=1,2*L1029+2*M1029,IF(K1029=2,L1029+2*M1029,IF(K1029=3,2*L1029+M1029,L1029+M1029))),VLOOKUP(C1029,'ورودی نیروها'!M$4:Q$1048576,5,FALSE))","v":590},2955000,2955000,2733750,2733750,1.5555555555555556,40,12.570053699169309,0.420550099829468,0.37979589711327122,1746535.9483613353,422230.83375445264,53100,1.8049158040425846,0.14358855158764058,"-","-","-","-","-"]
[null,{"$f":"'ورودی نیروها'!C1023","v":"BASE"},{"$f":"'ورودی نیروها'!D1023","v":11},{"$f":"'ورودی نیروها'!E1023","v":"ACIS93"},"11 - ACIS93",{"$f":"ABS('ورودی نیروها'!H1023)","v":274817.98},{"$f":"ABS('ورودی نیروها'!I1023)","v":4207337.51},{"$f":"ABS('ورودی نیروها'!J1023)","v":881314.277},{"$f":"VLOOKUP(C1030,'ورودی نیروها'!M$4:P$1000000,2,FALSE)","v":70},{"$f":"VLOOKUP(C1030,'ورودی نیروها'!M$4:P$1000000,3,FALSE)","v":45},{"$f":"VLOOKUP(C1030,'ورودی نیروها'!M$4:P$1000000,4,FALSE)","v":1},160,135,{"$f":"IF(VLOOKUP(C1030,'ورودی نیروها'!M$4:Q$1048576,5,FALSE)=0,IF(K1030=1,2*L1030+2*M1030,IF(K1030=2,L1030+2*M1030,IF(K1030=3,2*L1030+M1030,L1030+M1030))),VLOOKUP(C1030,'ورودی نیروها'!M$4:Q$1048576,5,FALSE))","v":590},2955000,2955000,2733750,2733750,1.5555555555555556,40,12.570053699169309,0.420550099829468,0.37979589711327122,1769396.2098467653,334719.54647194903,53100,5.896699998676552,0.46910698552276153,"-","-","-","-","-"]
[null,{"$f":"'ورودی نیروها'!C1024","v":"BASE"},{"$f":"'ورودی نیروها'!D1024","v":11},{"$f":"'ورودی نیروها'!E1024","v":"ACIS94"},"11 - ACIS94",{"$f":"ABS('ورودی نیروها'!H1024)","v":200596.36},{"$f":"ABS('ورودی نیروها'!I1024)","v":4194818.34},{"$f":"ABS('ورودی نیروها'!J1024)","v":935109.14300000004},{"$f":"VLOOKUP(C1031,'ورودی نیروها'!M$4:P$1000000,2,FALSE)","v":70},{"$f":"VLOOKUP(C1031,'ورودی نیروها'!M$4:P$1000000,3,FALSE)","v":45},{"$f":"VLOOKUP(C1031,'ورودی نیروها'!M$4:P$1000000,4,FALSE)","v":1},160,135,{"$f":"IF(VLOOKUP(C1031,'ورودی نیروها'!M$4:Q$1048576,5,FALSE)=0,IF(K1031=1,2*L1031+2*M1031,IF(K1031=2,L1031+2*M1031,IF(K1031=3,2*L1031+M1031,L1031+M1031))),VLOOKUP(C1031,'ورودی نیروها'!M$4:Q$1048576,5,FALSE))","v":590},2955000,2955000,2733750,2733750,1.5555555555555556,40,12.570053699169309,0.420550099829468,0.37979589711327122,1764131.2716534832,355150.61586450721,53100,4.5046213144456342,0.35836134214313831,"-","-","-","-","-"]
[null,{"$f":"'ورودی نیروها'!C1025","v":"BASE"},{"$f":"'ورودی نیروها'!D1025","v":11},{"$f":"'ورودی نیروها'!E1025","v":"ACIS95"},"11 - ACIS95",{"$f":"ABS('ورودی نیروها'!H1025)","v":205946.79},{"$f":"ABS('ورودی نیروها'!I1025)","v":4219728.8600000003},{"$f":"ABS('ورودی نیروها'!J1025)","v":1033232.199},{"$f":"VLOOKUP(C1032,'ورودی نیروها'!M$4:P$1000000,2,FALSE)","v":70},{"$f":"VLOOKUP(C1032,'ورودی نیروها'!M$4:P$1000000,3,FALSE)","v":45},{"$f":"VLOOKUP(C1032,'ورودی نیروها'!M$4:P$1000000,4,FALSE)","v":1},160,135,{"$f":"IF(VLOOKUP(C1032,'ورودی نیروها'!M$4:Q$1048576,5,FALSE)=0,IF(K1032=1,2*L1032+2*M1032,IF(K1032=2,L1032+2*M1032,IF(K1032=3,2*L1032+M1032,L1032+M1032))),VLOOKUP(C1032,'ورودی نیروها'!M$4:Q$1048576,5,FALSE))","v":590},2955000,2955000,2733750,2733750,1.5555555555555556,40,12.570053699169309,0.420550099829468,0.37979589711327122,1774607.3933262874,392417.34994552296,53100,4.6225600198251273,0.36774385618818867,"-","-","-","-","-"]
[null,{"$f":"'ورودی نیروها'!C1026","v":"BASE"},{"$f":"'ورودی نیروها'!D1026","v":11},{"$f":"'ورودی نیروها'!E1026","v":"ACIS96"},"11 - ACIS96",{"$f":"ABS('ورودی نیروها'!H1026)","v":131725.17000000001},{"$f":"ABS('ورودی نیروها'!I1026)","v":4207209.6900000004},{"$f":"ABS('ورودی نیروها'!J1026)","v":979437.33299999998},{"$f":"VLOOKUP(C1033,'ورودی نیروها'!M$4:P$1000000,2,FALSE)","v":70},{"$f":"VLOOKUP(C1033,'ورودی نیروها'!M$4:P$1000000,3,FALSE)","v":45},{"$f":"VLOOKUP(C1033,'ورودی نیروها'!M$4:P$1000000,4,FALSE)","v":1},160,135,{"$f":"IF(VLOOKUP(C1033,'ورودی نیروها'!M$4:Q$1048576,5,FALSE)=0,IF(K1033=1,2*L1033+2*M1033,IF(K1033=2,L1033+2*M1033,IF(K1033=3,2*L1033+M1033,L1033+M1033))),VLOOKUP(C1033,'ورودی نیروها'!M$4:Q$1048576,5,FALSE))","v":590},2955000,2955000,2733750,2733750,1.5555555555555556,40,12.570053699169309,0.420550099829468,0.37979589711327122,1769342.4551330053,371986.28055296477,53100,3.2155340511735,0.255809094227338,"-","-","-","-","-"]
[null,{"$f":"'ورودی نیروها'!C1027","v":"BASE"},{"$f":"'ورودی نیروها'!D1027","v":12},{"$f":"'ورودی نیروها'!E1027","v":"ACIB01"},"12 - ACIB01",{"$f":"ABS('ورودی نیروها'!H1027)","v":198658.45},{"$f":"ABS('ورودی نیروها'!I1027)","v":47845.133999999998},{"$f":"ABS('ورودی نیروها'!J1027)","v":222673.821},{"$f":"VLOOKUP(C1034,'ورودی نیروها'!M$4:P$1000000,2,FALSE)","v":70},{"$f":"VLOOKUP(C1034,'ورودی نیروها'!M$4:P$1000000,3,FALSE)","v":45},{"$f":"VLOOKUP(C1034,'ورودی نیروها'!M$4:P$1000000,4,FALSE)","v":2},160,90,{"$f":"IF(VLOOKUP(C1034,'ورودی نیروها'!M$4:Q$1048576,5,FALSE)=0,IF(K1034=1,2*L1034+2*M1034,IF(K1034=2,L1034+2*M1034,IF(K1034=3,2*L1034+M1034,L1034+M1034))),VLOOKUP(C1034,'ورودی نیروها'!M$4:Q$1048576,5,FALSE))","v":340},1566000,563760,1680000,1801500,1.5555555555555556,30,12.570053699169309,0.47058823529411764,0.33333333333333337,22515.357176470588,74224.607000000004,30600,6.5762253637242827,0.52316605172171005,"-","-","-","-","-"]
[null,{"$f":"'ورودی نیروها'!C1028","v":"BASE"},{"$f":"'ورودی نیروها'!D1028","v":12},{"$f":"'ورودی نیروها'!E1028","v":"ACIB02"},"12 - ACIB02",{"$f":"ABS('ورودی نیروها'!H1028)","v":229429.35},{"$f":"ABS('ورودی نیروها'!I1028)","v":52682.165000000001},{"$f":"ABS('ورودی نیروها'!J1028)","v":259479.02900000001},{"$f":"VLOOKUP(C1035,'ورودی نیروها'!M$4:P$1000000,2,FALSE)","v":70},{"$f":"VLOOKUP(C1035,'ورودی نیروها'!M$4:P$1000000,3,FALSE)","v":45},{"$f":"VLOOKUP(C1035,'ورودی نیروها'!M$4:P$1000000,4,FALSE)","v":2},160,90,{"$f":"IF(VLOOKUP(C1035,'ورودی نیروها'!M$4:Q$1048576,5,FALSE)=0,IF(K1035=1,2*L1035+2*M1035,IF(K1035=2,L1035+2*M1035,IF(K1035=3,2*L1035+M1035,L1035+M1035))),VLOOKUP(C1035,'ورودی نیروها'!M$4:Q$1048576,5,FALSE))","v":340},1566000,563760,1680000,1801500,1.5555555555555556,30,12.570053699169309,0.47058823529411764,0.33333333333333337,24791.607058823531,86493.00966666668,30600,7.593150573863289,0.60406667748484499,"-","-","-","-","-"]
[null,{"$f":"'ورودی نیروها'!C1029","v":"BASE"},{"$f":"'ورودی نیروها'!D1029","v":12},{"$f":"'ورودی نیروها'!E1029","v":"ACIS01"},{"$f":"CONCATENATE(C1036,\" - \",D1036)","v":"12 - ACIS01"},{"$f":"ABS('ورودی نیروها'!H1029)","v":257128.5},{"$f":"ABS('ورودی نیروها'!I1029)","v":1513704.6969999999},{"$f":"ABS('ورودی نیروها'!J1029)","v":2767153.5359999998},{"$f":"VLOOKUP(C1036,'ورودی نیروها'!M$4:P$1000000,2,FALSE)","v":70},{"$f":"VLOOKUP(C1036,'ورودی نیروها'!M$4:P$1000000,3,FALSE)","v":45},{"$f":"VLOOKUP(C1036,'ورودی نیروها'!M$4:P$1000000,4,FALSE)","v":2},{"$f":"IF(OR(K1036=1,K1036=2),I1036+$C$6,I1036+($C$6/2))","v":160},{"$f":"IF(OR(K1036=1,K1036=3),J1036+$C$6,J1036+($C$6/2))","v":90},{"$f":"IF(VLOOKUP(C1036,'ورودی نیروها'!M$4:Q$1048576,5,FALSE)=0,IF(K1036=1,2*L1036+2*M1036,IF(K1036=2,L1036+2*M1036,IF(K1036=3,2*L1036+M1036,L1036+M1036))),VLOOKUP(C1036,'ورودی نیروها'!M$4:Q$1048576,5,FALSE))","v":340},{"$f":"IF(K1036=1,(L1036*$C$6*(L1036+3*M1036)+$C$6^3)/3,IF(K1036=2,(2*M1036^2*$C$6*(M1036+2*L1036)+$C$6^3*(2*M1036+L1036))/(6*M1036),IF(K1036=3,M1036*$C$6*(M1036+6*L1036)/6,($C$6*(L1036+4*M1036)+$C$6^3*(L1036+M1036))/(6*L1036))))","v":1566000},{"$f":"IF(K1036=1,(L1036*$C$6*(L1036+3*M1036)+$C$6^3)/3,IF(K1036=2,(2*M1036^2*$C$6*(M1036+2*L1036)+$C$6^3*(2*M1036+L1036))/(6*(L1036+M1036)),IF(K1036=3,(M1036*$C$6*(M1036+6*L1036)+$C$6^3)/6,(L1036^2*$C$6*(L1036+4*M1036)+$C$6^3*(L1036+M1036))/(6*(L1036+2*M1036)))))","v":563760},{"$f":"IF(K1036=1,(M1036*$C$6*(M1036+3*L1036)+$C$6^3)/3,IF(K1036=2,L1036*$C$6*(L1036+6*M1036)/6,IF(K1036=3,(2*L1036^2*$C$6*(L1036+2*M1036)+$C$6^3*(2*L1036+M1036))/(6*L1036),($C$6*(M1036+4*L1036)+$C$6^3*(M1036+L1036))/(6*M1036))))","v":1680000},{"$f":"IF(K1036=1,(M1036*$C$6*(M1036+3*L1036)+$C$6^3)/3,IF(K1036=2,(L1036*$C$6*(L1036+6*M1036)+$C$6^3)/6,IF(K1036=3,(2*L1036^2*$C$6*(L1036+2*M1036)+$C$6^3*(2*L1036+M1036))/(6*(M1036+L1036)),(M1036^2*$C$6*(M1036+4*L1036)+$C$6^3*(M1036+L1036))/(6*(M1036+2*L1036)))))","v":1801500},{"$f":"MAX(I1036:J1036)/MIN(I1036:J1036)","v":1.5555555555555556},{"$f":"IF(K1036=1,40,IF(K1036=4,20,30))","v":30},{"$f":"MIN(0.53*$C$5*(1+(2/S1036))*SQRT($C$4),0.53*$C$5*(1+((T1036*$C$6)/(2*N1036)))*SQRT($C$4),1.06*$C$5*SQRT($C$4))","v":12.570053699169309},{"$f":"1-(1/((1+(2/3)*SQRT(L1036/M1036))))","v":0.47058823529411764},{"$f":"1-(1/((1+(2/3)*SQRT(M1036/L1036))))","v":0.33333333333333337},{"$f":"V1036*G1036","v":712331.62211764697},{"$f":"W1036*H1036","v":922384.5120000001},{"$f":"N1036*$C$6","v":30600},{"$f":"(F1036/Z1036)+(X1036/MIN(O1036:P1036))+(Y1036/MIN(Q1036:R1036))","v":10.215467562179985},{"$f":"AA1036/U1036","v":0.81268288956116974},{"$f":"IF(AB1036<=1,\"-\",F1036/$C$5)","v":"-"},{"$f":"IF(AB1036<=1,\"-\",3*U1036*N1036*$C$6/$C$5)","v":"-"},{"$f":"IF(AB1036<=1,\"-\",IF(AC1036<=AD1036,\"OK\",\"NOT OK\"))","v":"-"},{"$f":"IF(AB1036<=1,\"-\",IF(OR($C$6>=15,$C$6>=16*($C$8/10)),\"OK\",\"NOT OK\"))","v":"-"},{"$f":"IF(OR(AE1036=\"NOT OK\",AF1036=\"NOT OK\"),\"CANT USE\",IF(AB1036<=1,\"-\",(AA1036-U1036)*N1036/($C$5*$C$7)))","v":"-"}]
[null,{"$f":"'ورودی نیروها'!C1030","v":"BASE"},{"$f":"'ورودی نیروها'!D1030","v":12},{"$f":"'ورودی نیروها'!E1030","v":"ACIS02"},"12 - ACIS02",{"$f":"ABS('ورودی نیروها'!H1030)","v":197601.28},{"$f":"ABS('ورودی نیروها'!I1030)","v":1499235.93},{"$f":"ABS('ورودی نیروها'!J1030)","v":2700632.827},{"$f":"VLOOKUP(C1037,'ورودی نیروها'!M$4:P$1000000,2,FALSE)","v":70},{"$f":"VLOOKUP(C1037,'ورودی نیروها'!M$4:P$1000000,3,FALSE)","v":45},{"$f":"VLOOKUP(C1037,'ورودی نیروها'!M$4:P$1000000,4,FALSE)","v":2},160,90,{"$f":"IF(VLOOKUP(C1037,'ورودی نیروها'!M$4:Q$1048576,5,FALSE)=0,IF(K1037=1,2*L1037+2*M1037,IF(K1037=2,L1037+2*M1037,IF(K1037=3,2*L1037+M1037,L1037+M1037))),VLOOKUP(C1037,'ورودی نیروها'!M$4:Q$1048576,5,FALSE))","v":340},1566000,563760,1680000,1801500,1.5555555555555556,30,12.570053699169309,0.47058823529411764,0.33333333333333337,705522.79058823525,900210.94233333343,30600,8.244857486173224,0.65591267018358757,"-","-","-","-","-"]
[null,{"$f":"'ورودی نیروها'!C1031","v":"BASE"},{"$f":"'ورودی نیروها'!D1031","v":12},{"$f":"'ورودی نیروها'!E1031","v":"ACIS03"},"12 - ACIS03",{"$f":"ABS('ورودی نیروها'!H1031)","v":277880.45},{"$f":"ABS('ورودی نیروها'!I1031)","v":1137766.7069999999},{"$f":"ABS('ورودی نیروها'!J1031)","v":2727323.79},{"$f":"VLOOKUP(C1038,'ورودی نیروها'!M$4:P$1000000,2,FALSE)","v":70},{"$f":"VLOOKUP(C1038,'ورودی نیروها'!M$4:P$1000000,3,FALSE)","v":45},{"$f":"VLOOKUP(C1038,'ورودی نیروها'!M$4:P$1000000,4,FALSE)","v":2},160,90,{"$f":"IF(VLOOKUP(C1038,'ورودی نیروها'!M$4:Q$1048576,5,FALSE)=0,IF(K1038=1,2*L1038+2*M1038,IF(K1038=2,L1038+2*M1038,IF(K1038=3,2*L1038+M1038,L1038+M1038))),VLOOKUP(C1038,'ورودی نیروها'!M$4:Q$1048576,5,FALSE))","v":340},1566000,563760,1680000,1801500,1.5555555555555556,30,12.570053699169309,0.47058823529411764,0.33333333333333337,535419.62682352937,909107.93000000017,30600,10.57192584991602,0.84104062742505747,"-","-","-","-","-"]
[null,{"$f":"'ورودی نیروها'!C1032","v":"BASE"},{"$f":"'ورودی نیروها'!D1032","v":12},{"$f":"'ورودی نیروها'!E1032","v":"ACIS04"},"12 - ACIS04",{"$f":"ABS('ورودی نیروها'!H1032)","v":218353.22},{"$f":"ABS('ورودی نیروها'!I1032)","v":1152235.4739999999},{"$f":"ABS('ورودی نیروها'!J1032)","v":2660803.0809999998},{"$f":"VLOOKUP(C1039,'ورودی نیروها'!M$4:P$1000000,2,FALSE)","v":70},{"$f":"VLOOKUP(C1039,'ورودی نیروها'!M$4:P$1000000,3,FALSE)","v":45},{"$f":"VLOOKUP(C1039,'ورودی نیروها'!M$4:P$1000000,4,FALSE)","v":2},160,90,{"$f":"IF(VLOOKUP(C1039,'ورودی نیروها'!M$4:Q$1048576,5,FALSE)=0,IF(K1039=1,2*L1039+2*M1039,IF(K1039=2,L1039+2*M1039,IF(K1039=3,2*L1039+M1039,L1039+M1039))),VLOOKUP(C1039,'ورودی نیروها'!M$4:Q$1048576,5,FALSE))","v":340},1566000,563760,1680000,1801500,1.5555555555555556,30,12.570053699169309,0.47058823529411764,0.33333333333333337,542228.45835294109,886934.36033333337,30600,8.6254705185231533,0.68619201834381716,"-","-","-","-","-"]
[null,{"$f":"'ورودی نیروها'!C1033","v":"BASE"},{"$f":"'ورودی نیروها'!D1033","v":12},{"$f":"'ورودی نیروها'!E1033","v":"ACIS05"},"12 - ACIS05",{"$f":"ABS('ورودی نیروها'!H1033)","v":196142.47},{"$f":"ABS('ورودی نیروها'!I1033)","v":1248845.7660000001},{"$f":"ABS('ورودی نیروها'!J1033)","v":2193306.8390000002},{"$f":"VLOOKUP(C1040,'ورودی نیروها'!M$4:P$1000000,2,FALSE)","v":70},{"$f":"VLOOKUP(C1040,'ورودی نیروها'!M$4:P$1000000,3,FALSE)","v":45},{"$f":"VLOOKUP(C1040,'ورودی نیروها'!M$4:P$1000000,4,FALSE)","v":2},160,90,{"$f":"IF(VLOOKUP(C1040,'ورودی نیروها'!M$4:Q$1048576,5,FALSE)=0,IF(K1040=1,2*L1040+2*M1040,IF(K1040=2,L1040+2*M1040,IF(K1040=3,2*L1040+M1040,L1040+M1040))),VLOOKUP(C1040,'ورودی نیروها'!M$4:Q$1048576,5,FALSE))","v":340},1566000,563760,1680000,1801500,1.5555555555555556,30,12.570053699169309,0.47058823529411764,0.33333333333333337,587692.12517647061,731102.27966666676,30600,7.8875154791706015,0.62748462878021338,"-","-","-","-","-"]
[null,{"$f":"'ورودی نیروها'!C1034","v":"BASE"},{"$f":"'ورودی نیروها'!D1034","v":12},{"$f":"'ورودی نیروها'!E1034","v":"ACIS06"},"12 - ACIS06",{"$f":"ABS('ورودی نیروها'!H1034)","v":136615.25},{"$f":"ABS('ورودی نیروها'!I1034)","v":1234376.9990000001},{"$f":"ABS('ورودی نیروها'!J1034)","v":2259827.548},{"$f":"VLOOKUP(C1041,'ورودی نیروها'!M$4:P$1000000,2,FALSE)","v":70},{"$f":"VLOOKUP(C1041,'ورودی نیروها'!M$4:P$1000000,3,FALSE)","v":45},{"$f":"VLOOKUP(C1041,'ورودی نیروها'!M$4:P$1000000,4,FALSE)","v":2},160,90,{"$f":"IF(VLOOKUP(C1041,'ورودی نیروها'!M$4:Q$1048576,5,FALSE)=0,IF(K1041=1,2*L1041+2*M1041,IF(K1041=2,L1041+2*M1041,IF(K1041=3,2*L1041+M1041,L1041+M1041))),VLOOKUP(C1041,'ورودی نیروها'!M$4:Q$1048576,5,FALSE))","v":340},1566000,563760,1680000,1801500,1.5555555555555556,30,12.570053699169309,0.47058823529411764,0.33333333333333337,580883.29364705889,753275.84933333343,30600,5.9433025099098726,0.47281440892353827,"-","-","-","-","-"]
[null,{"$f":"'ورودی نیروها'!C1035","v":"BASE"},{"$f":"'ورودی نیروها'!D1035","v":12},{"$f":"'ورودی نیروها'!E1035","v":"ACIS07"},"12 - ACIS07",{"$f":"ABS('ورودی نیروها'!H1035)","v":216894.42},{"$f":"ABS('ورودی نیروها'!I1035)","v":1402625.638},{"$f":"ABS('ورودی نیروها'!J1035)","v":2233136.5839999998},{"$f":"VLOOKUP(C1042,'ورودی نیروها'!M$4:P$1000000,2,FALSE)","v":70},{"$f":"VLOOKUP(C1042,'ورودی نیروها'!M$4:P$1000000,3,FALSE)","v":45},{"$f":"VLOOKUP(C1042,'ورودی نیروها'!M$4:P$1000000,4,FALSE)","v":2},160,90,{"$f":"IF(VLOOKUP(C1042,'ورودی نیروها'!M$4:Q$1048576,5,FALSE)=0,IF(K1042=1,2*L1042+2*M1042,IF(K1042=2,L1042+2*M1042,IF(K1042=3,2*L1042+M1042,L1042+M1042))),VLOOKUP(C1042,'ورودی نیروها'!M$4:Q$1048576,5,FALSE))","v":340},1566000,563760,1680000,1801500,1.5555555555555556,30,12.570053699169309,0.47058823529411764,0.33333333333333337,660059.12376470584,744378.86133333331,30600,8.7019514115551875,0.69227639116054496,"-","-","-","-","-"]
[null,{"$f":"'ورودی نیروها'!C1036","v":"BASE"},{"$f":"'ورودی نیروها'!D1036","v":12},{"$f":"'ورودی نیروها'!E1036","v":"ACIS08"},"12 - ACIS08",{"$f":"ABS('ورودی نیروها'!H1036)","v":157367.20000000001},{"$f":"ABS('ورودی نیروها'!I1036)","v":1417094.405},{"$f":"ABS('ورودی نیروها'!J1036)","v":2299657.2930000001},{"$f":"VLOOKUP(C1043,'ورودی نیروها'!M$4:P$1000000,2,FALSE)","v":70},{"$f":"VLOOKUP(C1043,'ورودی نیروها'!M$4:P$1000000,3,FALSE)","v":45},{"$f":"VLOOKUP(C1043,'ورودی نیروها'!M$4:P$1000000,4,FALSE)","v":2},160,90,{"$f":"IF(VLOOKUP(C1043,'ورودی نیروها'!M$4:Q$1048576,5,FALSE)=0,IF(K1043=1,2*L1043+2*M1043,IF(K1043=2,L1043+2*M1043,IF(K1043=3,2*L1043+M1043,L1043+M1043))),VLOOKUP(C1043,'ورودی نیروها'!M$4:Q$1048576,5,FALSE))","v":340},1566000,563760,1680000,1801500,1.5555555555555556,30,12.570053699169309,0.47058823529411764,0.33333333333333337,666867.95529411768,766552.4310000001,30600,6.7818935137057395,0.53952780759830166,"-","-","-","-","-"]
[null,{"$f":"'ورودی نیروها'!C1037","v":"BASE"},{"$f":"'ورودی نیروها'!D1037","v":12},{"$f":"'ورودی نیروها'!E1037","v":"ACIS09"},"12 - ACIS09",{"$f":"ABS('ورودی نیروها'!H1037)","v":259235.48},{"$f":"ABS('ورودی نیروها'!I1037)","v":1116754.7080000001},{"$f":"ABS('ورودی نیروها'!J1037)","v":2724870.5669999998},{"$f":"VLOOKUP(C1044,'ورودی نیروها'!M$4:P$1000000,2,FALSE)","v":70},{"$f":"VLOOKUP(C1044,'ورودی نیروها'!M$4:P$1000000,3,FALSE)","v":45},{"$f":"VLOOKUP(C1044,'ورودی نیروها'!M$4:P$1000000,4,FALSE)","v":2},160,90,{"$f":"IF(VLOOKUP(C1044,'ورودی نیروها'!M$4:Q$1048576,5,FALSE)=0,IF(K1044=1,2*L1044+2*M1044,IF(K1044=2,L1044+2*M1044,IF(K1044=3,2*L1044+M1044,L1044+M1044))),VLOOKUP(C1044,'ورودی نیروها'!M$4:Q$1048576,5,FALSE))","v":340},1566000,563760,1680000,1801500,1.5555555555555556,30,12.570053699169309,0.47058823529411764,0.33333333333333337,525531.6272941177,908290.18900000001,30600,9.9445869765985559,0.79113321347670484,"-","-","-","-","-"]
[null,{"$f":"'ورودی نیروها'!C1038","v":"BASE"},{"$f":"'ورودی نیروها'!D1038","v":12},{"$f":"'ورودی نیروها'!E1038","v":"ACIS10"},"12 - ACIS10",{"$f":"ABS('ورودی نیروها'!H1038)","v":199708.26},{"$f":"ABS('ورودی نیروها'!I1038)","v":1102285.9410000001},{"$f":"ABS('ورودی نیروها'!J1038)","v":2658349.858},{"$f":"VLOOKUP(C1045,'ورودی نیروها'!M$4:P$1000000,2,FALSE)","v":70},{"$f":"VLOOKUP(C1045,'ورودی نیروها'!M$4:P$1000000,3,FALSE)","v":45},{"$f":"VLOOKUP(C1045,'ورودی نیروها'!M$4:P$1000000,4,FALSE)","v":2},160,90,{"$f":"IF(VLOOKUP(C1045,'ورودی نیروها'!M$4:Q$1048576,5,FALSE)=0,IF(K1045=1,2*L1045+2*M1045,IF(K1045=2,L1045+2*M1045,IF(K1045=3,2*L1045+M1045,L1045+M1045))),VLOOKUP(C1045,'ورودی نیروها'!M$4:Q$1048576,5,FALSE))","v":340},1566000,563760,1680000,1801500,1.5555555555555556,30,12.570053699169309,0.47058823529411764,0.33333333333333337,518722.79576470592,886116.61933333345,30600,7.9739769005917953,0.63436299409912267,"-","-","-","-","-"]
[null,{"$f":"'ورودی نیروها'!C1039","v":"BASE"},{"$f":"'ورودی نیروها'!D1039","v":12},{"$f":"'ورودی نیروها'!E1039","v":"ACIS11"},"12 - ACIS11",{"$f":"ABS('ورودی نیروها'!H1039)","v":279987.43},{"$f":"ABS('ورودی نیروها'!I1039)","v":1534716.696},{"$f":"ABS('ورودی نیروها'!J1039)","v":2685040.821},{"$f":"VLOOKUP(C1046,'ورودی نیروها'!M$4:P$1000000,2,FALSE)","v":70},{"$f":"VLOOKUP(C1046,'ورودی نیروها'!M$4:P$1000000,3,FALSE)","v":45},{"$f":"VLOOKUP(C1046,'ورودی نیروها'!M$4:P$1000000,4,FALSE)","v":2},160,90,{"$f":"IF(VLOOKUP(C1046,'ورودی نیروها'!M$4:Q$1048576,5,FALSE)=0,IF(K1046=1,2*L1046+2*M1046,IF(K1046=2,L1046+2*M1046,IF(K1046=3,2*L1046+M1046,L1046+M1046))),VLOOKUP(C1046,'ورودی نیروها'!M$4:Q$1048576,5,FALSE))","v":340},1566000,563760,1680000,1801500,1.5555555555555556,30,12.570053699169309,0.47058823529411764,0.33333333333333337,722219.62164705887,895013.60700000008,30600,10.963738590656179,0.87221095892221345,"-","-","-","-","-"]
[null,{"$f":"'ورودی نیروها'!C1040","v":"BASE"},{"$f":"'ورودی نیروها'!D1040","v":12},{"$f":"'ورودی نیروها'!E1040","v":"ACIS12"},"12 - ACIS12",{"$f":"ABS('ورودی نیروها'!H1040)","v":194818.26},{"$f":"ABS('ورودی نیروها'!I1040)","v":1141964.0190000001},{"$f":"ABS('ورودی نیروها'!J1040)","v":2292657.7749999999},{"$f":"VLOOKUP(C1047,'ورودی نیروها'!M$4:P$1000000,2,FALSE)","v":70},{"$f":"VLOOKUP(C1047,'ورودی نیروها'!M$4:P$1000000,3,FALSE)","v":45},{"$f":"VLOOKUP(C1047,'ورودی نیروها'!M$4:P$1000000,4,FALSE)","v":2},160,90,{"$f":"IF(VLOOKUP(C1047,'ورودی نیروها'!M$4:Q$1048576,5,FALSE)=0,IF(K1047=1,2*L1047+2*M1047,IF(K1047=2,L1047+2*M1047,IF(K1047=3,2*L1047+M1047,L1047+M1047))),VLOOKUP(C1047,'ورودی نیروها'!M$4:Q$1048576,5,FALSE))","v":340},1566000,563760,1680000,1801500,1.5555555555555556,30,12.570053699169309,0.47058823529411764,0.33333333333333337,537394.83247058827,764219.25833333342,30600,7.7747355679546724,0.61851251824552389,"-","-","-","-","-"]
[null,{"$f":"'ورودی نیروها'!C1041","v":"BASE"},{"$f":"'ورودی نیروها'!D1041","v":12},{"$f":"'ورودی نیروها'!E1041","v":"ACIS13"},"12 - ACIS13",{"$f":"ABS('ورودی نیروها'!H1041)","v":194035.49},{"$f":"ABS('ورودی نیروها'!I1041)","v":1645795.754},{"$f":"ABS('ورودی نیروها'!J1041)","v":2151023.87},{"$f":"VLOOKUP(C1048,'ورودی نیروها'!M$4:P$1000000,2,FALSE)","v":70},{"$f":"VLOOKUP(C1048,'ورودی نیروها'!M$4:P$1000000,3,FALSE)","v":45},{"$f":"VLOOKUP(C1048,'ورودی نیروها'!M$4:P$1000000,4,FALSE)","v":2},160,90,{"$f":"IF(VLOOKUP(C1048,'ورودی نیروها'!M$4:Q$1048576,5,FALSE)=0,IF(K1048=1,2*L1048+2*M1048,IF(K1048=2,L1048+2*M1048,IF(K1048=3,2*L1048+M1048,L1048+M1048))),VLOOKUP(C1048,'ورودی نیروها'!M$4:Q$1048576,5,FALSE))","v":340},1566000,563760,1680000,1801500,1.5555555555555556,30,12.570053699169309,0.47058823529411764,0.33333333333333337,774492.11952941178,717007.95666666678,30600,8.1416171079649189,0.64769946913615473,"-","-","-","-","-"]
[null,{"$f":"'ورودی نیروها'!C1042","v":"BASE"},{"$f":"'ورودی نیروها'!D1042","v":12},{"$f":"'ورودی نیروها'!E1042","v":"ACIS14"},"12 - ACIS14",{"$f":"ABS('ورودی نیروها'!H1042)","v":134508.26999999999},{"$f":"ABS('ورودی نیروها'!I1042)","v":1631326.987},{"$f":"ABS('ورودی نیروها'!J1042)","v":2217544.5789999999},{"$f":"VLOOKUP(C1049,'ورودی نیروها'!M$4:P$1000000,2,FALSE)","v":70},{"$f":"VLOOKUP(C1049,'ورودی نیروها'!M$4:P$1000000,3,FALSE)","v":45},{"$f":"VLOOKUP(C1049,'ورودی نیروها'!M$4:P$1000000,4,FALSE)","v":2},160,90,{"$f":"IF(VLOOKUP(C1049,'ورودی نیروها'!M$4:Q$1048576,5,FALSE)=0,IF(K1049=1,2*L1049+2*M1049,IF(K1049=2,L1049+2*M1049,IF(K1049=3,2*L1049+M1049,L1049+M1049))),VLOOKUP(C1049,'ورودی نیروها'!M$4:Q$1048576,5,FALSE))","v":340},1566000,563760,1680000,1801500,1.5555555555555556,30,12.570053699169309,0.47058823529411764,0.33333333333333337,767683.28799999994,739181.52633333334,30600,6.1974041387041892,0.49302924927947955,"-","-","-","-","-"]
[null,{"$f":"'ورودی نیروها'!C1043","v":"BASE"},{"$f":"'ورودی نیروها'!D1043","v":12},{"$f":"'ورودی نیروها'!E1043","v":"ACIS15"},"12 - ACIS15",{"$f":"ABS('ورودی نیروها'!H1043)","v":214787.44},{"$f":"ABS('ورودی نیروها'!I1043)","v":1005675.649},{"$f":"ABS('ورودی نیروها'!J1043)","v":2190853.6159999999},{"$f":"VLOOKUP(C1050,'ورودی نیروها'!M$4:P$1000000,2,FALSE)","v":70},{"$f":"VLOOKUP(C1050,'ورودی نیروها'!M$4:P$1000000,3,FALSE)","v":45},{"$f":"VLOOKUP(C1050,'ورودی نیروها'!M$4:P$1000000,4,FALSE)","v":2},160,90,{"$f":"IF(VLOOKUP(C1050,'ورودی نیروها'!M$4:Q$1048576,5,FALSE)=0,IF(K1050=1,2*L1050+2*M1050,IF(K1050=2,L1050+2*M1050,IF(K1050=3,2*L1050+M1050,L1050+M1050))),VLOOKUP(C1050,'ورودی نیروها'!M$4:Q$1048576,5,FALSE))","v":340},1566000,563760,1680000,1801500,1.5555555555555556,30,12.570053699169309,0.47058823529411764,0.33333333333333337,473259.12894117646,730284.53866666672,30600,8.2933597150610598,0.65977122401705623,"-","-","-","-","-"]
[null,{"$f":"'ورودی نیروها'!C1044","v":"BASE"},{"$f":"'ورودی نیروها'!D1044","v":12},{"$f":"'ورودی نیروها'!E1044","v":"ACIS16"},"12 - ACIS16",{"$f":"ABS('ورودی نیروها'!H1044)","v":155260.21},{"$f":"ABS('ورودی نیروها'!I1044)","v":1020144.416},{"$f":"ABS('ورودی نیروها'!J1044)","v":2257374.3250000002},{"$f":"VLOOKUP(C1051,'ورودی نیروها'!M$4:P$1000000,2,FALSE)","v":70},{"$f":"VLOOKUP(C1051,'ورودی نیروها'!M$4:P$1000000,3,FALSE)","v":45},{"$f":"VLOOKUP(C1051,'ورودی نیروها'!M$4:P$1000000,4,FALSE)","v":2},160,90,{"$f":"IF(VLOOKUP(C1051,'ورودی نیروها'!M$4:Q$1048576,5,FALSE)=0,IF(K1051=1,2*L1051+2*M1051,IF(K1051=2,L1051+2*M1051,IF(K1051=3,2*L1051+M1051,L1051+M1051))),VLOOKUP(C1051,'ورودی نیروها'!M$4:Q$1048576,5,FALSE))","v":340},1566000,563760,1680000,1801500,1.5555555555555556,30,12.570053699169309,0.47058823529411764,0.33333333333333337,480067.96047058824,752458.10833333351,30600,6.3733014904142262,0.50702261445672303,"-","-","-","-","-"]
[null,{"$f":"'ورودی نیروها'!C1045","v":"BASE"},{"$f":"'ورودی نیروها'!D1045","v":12},{"$f":"'ورودی نیروها'!E1045","v":"ACIS17"},"12 - ACIS17",{"$f":"ABS('ورودی نیروها'!H1045)","v":255021.52},{"$f":"ABS('ورودی نیروها'!I1045)","v":1910654.6850000001},{"$f":"ABS('ورودی نیروها'!J1045)","v":2809436.5049999999},{"$f":"VLOOKUP(C1052,'ورودی نیروها'!M$4:P$1000000,2,FALSE)","v":70},{"$f":"VLOOKUP(C1052,'ورودی نیروها'!M$4:P$1000000,3,FALSE)","v":45},{"$f":"VLOOKUP(C1052,'ورودی نیروها'!M$4:P$1000000,4,FALSE)","v":2},160,90,{"$f":"IF(VLOOKUP(C1052,'ورودی نیروها'!M$4:Q$1048576,5,FALSE)=0,IF(K1052=1,2*L1052+2*M1052,IF(K1052=2,L1052+2*M1052,IF(K1052=3,2*L1052+M1052,L1052+M1052))),VLOOKUP(C1052,'ورودی نیروها'!M$4:Q$1048576,5,FALSE))","v":340},1566000,563760,1680000,1801500,1.5555555555555556,30,12.570053699169309,0.47058823529411764,0.33333333333333337,899131.61647058825,936478.83500000008,30600,10.486348146926682,0.83423256557922831,"-","-","-","-","-"]
[null,{"$f":"'ورودی نیروها'!C1046","v":"BASE"},{"$f":"'ورودی نیروها'!D1046","v":12},{"$f":"'ورودی نیروها'!E1046","v":"ACIS18"},"12 - ACIS18",{"$f":"ABS('ورودی نیروها'!H1046)","v":195494.3},{"$f":"ABS('ورودی نیروها'!I1046)","v":1896185.9180000001},{"$f":"ABS('ورودی نیروها'!J1046)","v":2742915.7960000001},{"$f":"VLOOKUP(C1053,'ورودی نیروها'!M$4:P$1000000,2,FALSE)","v":70},{"$f":"VLOOKUP(C1053,'ورودی نیروها'!M$4:P$1000000,3,FALSE)","v":45},{"$f":"VLOOKUP(C1053,'ورودی نیروها'!M$4:P$1000000,4,FALSE)","v":2},160,90,{"$f":"IF(VLOOKUP(C1053,'ورودی نیروها'!M$4:Q$1048576,5,FALSE)=0,IF(K1053=1,2*L1053+2*M1053,IF(K1053=2,L1053+2*M1053,IF(K1053=3,2*L1053+M1053,L1053+M1053))),VLOOKUP(C1053,'ورودی نیروها'!M$4:Q$1048576,5,FALSE))","v":340},1566000,563760,1680000,1801500,1.5555555555555556,30,12.570053699169309,0.47058823529411764,0.33333333333333337,892322.78494117653,914305.26533333352,30600,8.5157380709199213,0.67746234620164614,"-","-","-","-","-"]
[null,{"$f":"'ورودی نیروها'!C1047","v":"BASE"},{"$f":"'ورودی نیروها'!D1047","v":12},{"$f":"'ورودی نیروها'!E1047","v":"ACIS19"},"12 - ACIS19",{"$f":"ABS('ورودی نیروها'!H1047)","v":275773.46000000002},{"$f":"ABS('ورودی نیروها'!I1047)","v":740816.71799999999},{"$f":"ABS('ورودی نیروها'!J1047)","v":2769606.7590000001},{"$f":"VLOOKUP(C1054,'ورودی نیروها'!M$4:P$1000000,2,FALSE)","v":70},{"$f":"VLOOKUP(C1054,'ورودی نیروها'!M$4:P$1000000,3,FALSE)","v":45},{"$f":"VLOOKUP(C1054,'ورودی نیروها'!M$4:P$1000000,4,FALSE)","v":2},160,90,{"$f":"IF(VLOOKUP(C1054,'ورودی نیروها'!M$4:Q$1048576,5,FALSE)=0,IF(K1054=1,2*L1054+2*M1054,IF(K1054=2,L1054+2*M1054,IF(K1054=3,2*L1054+M1054,L1054+M1054))),VLOOKUP(C1054,'ورودی نیروها'!M$4:Q$1048576,5,FALSE))","v":340},1566000,563760,1680000,1801500,1.5555555555555556,30,12.570053699169309,0.47058823529411764,0.33333333333333337,348619.63199999998,923202.25300000014,30600,10.180112782378476,0.8098702699298117,"-","-","-","-","-"]
[null,{"$f":"'ورودی نیروها'!C1048","v":"BASE"},{"$f":"'ورودی نیروها'!D1048","v":12},{"$f":"'ورودی نیروها'!E1048","v":"ACIS20"},"12 - ACIS20",{"$f":"ABS('ورودی نیروها'!H1048)","v":195494.3},{"$f":"ABS('ورودی نیروها'!I1048)","v":1896185.9180000001},{"$f":"ABS('ورودی نیروها'!J1048)","v":2742915.7960000001},{"$f":"VLOOKUP(C1055,'ورودی نیروها'!M$4:P$1000000,2,FALSE)","v":70},{"$f":"VLOOKUP(C1055,'ورودی نیروها'!M$4:P$1000000,3,FALSE)","v":45},{"$f":"VLOOKUP(C1055,'ورودی نیروها'!M$4:P$1000000,4,FALSE)","v":2},160,90,{"$f":"IF(VLOOKUP(C1055,'ورودی نیروها'!M$4:Q$1048576,5,FALSE)=0,IF(K1055=1,2*L1055+2*M1055,IF(K1055=2,L1055+2*M1055,IF(K1055=3,2*L1055+M1055,L1055+M1055))),VLOOKUP(C1055,'ورودی نیروها'!M$4:Q$1048576,5,FALSE))","v":340},1566000,563760,1680000,1801500,1.5555555555555556,30,12.570053699169309,0.47058823529411764,0.33333333333333337,892322.78494117653,914305.26533333352,30600,8.5157380709199213,0.67746234620164614,"-","-","-","-","-"]
[null,{"$f":"'ورودی نیروها'!C1049","v":"BASE"},{"$f":"'ورودی نیروها'!D1049","v":12},{"$f":"'ورودی نیروها'!E1049","v":"ACIS21"},"12 - ACIS21",{"$f":"ABS('ورودی نیروها'!H1049)","v":198249.45},{"$f":"ABS('ورودی نیروها'!I1049)","v":851895.777},{"$f":"ABS('ورودی نیروها'!J1049)","v":2235589.8080000002},{"$f":"VLOOKUP(C1056,'ورودی نیروها'!M$4:P$1000000,2,FALSE)","v":70},{"$f":"VLOOKUP(C1056,'ورودی نیروها'!M$4:P$1000000,3,FALSE)","v":45},{"$f":"VLOOKUP(C1056,'ورودی نیروها'!M$4:P$1000000,4,FALSE)","v":2},160,90,{"$f":"IF(VLOOKUP(C1056,'ورودی نیروها'!M$4:Q$1048576,5,FALSE)=0,IF(K1056=1,2*L1056+2*M1056,IF(K1056=2,L1056+2*M1056,IF(K1056=3,2*L1056+M1056,L1056+M1056))),VLOOKUP(C1056,'ورودی نیروها'!M$4:Q$1048576,5,FALSE))","v":340},1566000,563760,1680000,1801500,1.5555555555555556,30,12.570053699169309,0.47058823529411764,0.33333333333333337,400892.13035294117,745196.60266666685,30600,7.6334138495415544,0.60726978835786583,"-","-","-","-","-"]
[null,{"$f":"'ورودی نیروها'!C1050","v":"BASE"},{"$f":"'ورودی نیروها'!D1050","v":12},{"$f":"'ورودی نیروها'!E1050","v":"ACIS22"},"12 - ACIS22",{"$f":"ABS('ورودی نیروها'!H1050)","v":138722.23000000001},{"$f":"ABS('ورودی نیروها'!I1050)","v":837427.01},{"$f":"ABS('ورودی نیروها'!J1050)","v":2302110.517},{"$f":"VLOOKUP(C1057,'ورودی نیروها'!M$4:P$1000000,2,FALSE)","v":70},{"$f":"VLOOKUP(C1057,'ورودی نیروها'!M$4:P$1000000,3,FALSE)","v":45},{"$f":"VLOOKUP(C1057,'ورودی نیروها'!M$4:P$1000000,4,FALSE)","v":2},160,90,{"$f":"IF(VLOOKUP(C1057,'ورودی نیروها'!M$4:Q$1048576,5,FALSE)=0,IF(K1057=1,2*L1057+2*M1057,IF(K1057=2,L1057+2*M1057,IF(K1057=3,2*L1057+M1057,L1057+M1057))),VLOOKUP(C1057,'ورودی نیروها'!M$4:Q$1048576,5,FALSE))","v":340},1566000,563760,1680000,1801500,1.5555555555555556,30,12.570053699169309,0.47058823529411764,0.33333333333333337,394083.29882352939,767370.17233333341,30600,5.6892008802808256,0.45259956850119076,"-","-","-","-","-"]
[null,{"$f":"'ورودی نیروها'!C1051","v":"BASE"},{"$f":"'ورودی نیروها'!D1051","v":12},{"$f":"'ورودی نیروها'!E1051","v":"ACIS23"},"12 - ACIS23",{"$f":"ABS('ورودی نیروها'!H1051)","v":219001.4},{"$f":"ABS('ورودی نیروها'!I1051)","v":1799575.6270000001},{"$f":"ABS('ورودی نیروها'!J1051)","v":2275419.5529999998},{"$f":"VLOOKUP(C1058,'ورودی نیروها'!M$4:P$1000000,2,FALSE)","v":70},{"$f":"VLOOKUP(C1058,'ورودی نیروها'!M$4:P$1000000,3,FALSE)","v":45},{"$f":"VLOOKUP(C1058,'ورودی نیروها'!M$4:P$1000000,4,FALSE)","v":2},160,90,{"$f":"IF(VLOOKUP(C1058,'ورودی نیروها'!M$4:Q$1048576,5,FALSE)=0,IF(K1058=1,2*L1058+2*M1058,IF(K1058=2,L1058+2*M1058,IF(K1058=3,2*L1058+M1058,L1058+M1058))),VLOOKUP(C1058,'ورودی نیروها'!M$4:Q$1048576,5,FALSE))","v":340},1566000,563760,1680000,1801500,1.5555555555555556,30,12.570053699169309,0.47058823529411764,0.33333333333333337,846859.11858823535,758473.1843333334,30600,9.1105431082477288,0.72478155831981839,"-","-","-","-","-"]
[null,{"$f":"'ورودی نیروها'!C1052","v":"BASE"},{"$f":"'ورودی نیروها'!D1052","v":12},{"$f":"'ورودی نیروها'!E1052","v":"ACIS24"},"12 - ACIS24",{"$f":"ABS('ورودی نیروها'!H1052)","v":159474.18},{"$f":"ABS('ورودی نیروها'!I1052)","v":1814044.3929999999},{"$f":"ABS('ورودی نیروها'!J1052)","v":2341940.2620000001},{"$f":"VLOOKUP(C1059,'ورودی نیروها'!M$4:P$1000000,2,FALSE)","v":70},{"$f":"VLOOKUP(C1059,'ورودی نیروها'!M$4:P$1000000,3,FALSE)","v":45},{"$f":"VLOOKUP(C1059,'ورودی نیروها'!M$4:P$1000000,4,FALSE)","v":2},160,90,{"$f":"IF(VLOOKUP(C1059,'ورودی نیروها'!M$4:Q$1048576,5,FALSE)=0,IF(K1059=1,2*L1059+2*M1059,IF(K1059=2,L1059+2*M1059,IF(K1059=3,2*L1059+M1059,L1059+M1059))),VLOOKUP(C1059,'ورودی نیروها'!M$4:Q$1048576,5,FALSE))","v":340},1566000,563760,1680000,1801500,1.5555555555555556,30,12.570053699169309,0.47058823529411764,0.33333333333333337,853667.94964705873,780646.75400000007,30600,7.1904852095635485,0.57203297469116865,"-","-","-","-","-"]
[null,{"$f":"'ورودی نیروها'!C1053","v":"BASE"},{"$f":"'ورودی نیروها'!D1053","v":12},{"$f":"'ورودی نیروها'!E1053","v":"ACIS25"},"12 - ACIS25",{"$f":"ABS('ورودی نیروها'!H1053)","v":211572.78},{"$f":"ABS('ورودی نیروها'!I1053)","v":4514387.375},{"$f":"ABS('ورودی نیروها'!J1053)","v":1077460.442},{"$f":"VLOOKUP(C1060,'ورودی نیروها'!M$4:P$1000000,2,FALSE)","v":70},{"$f":"VLOOKUP(C1060,'ورودی نیروها'!M$4:P$1000000,3,FALSE)","v":45},{"$f":"VLOOKUP(C1060,'ورودی نیروها'!M$4:P$1000000,4,FALSE)","v":2},160,90,{"$f":"IF(VLOOKUP(C1060,'ورودی نیروها'!M$4:Q$1048576,5,FALSE)=0,IF(K1060=1,2*L1060+2*M1060,IF(K1060=2,L1060+2*M1060,IF(K1060=3,2*L1060+M1060,L1060+M1060))),VLOOKUP(C1060,'ورودی نیروها'!M$4:Q$1048576,5,FALSE))","v":340},1566000,563760,1680000,1801500,1.5555555555555556,30,12.570053699169309,0.47058823529411764,0.33333333333333337,2124417.588235294,359153.4806666667,30600,10.896226354969903,0.86684008006186797,"-","-","-","-","-"]
[null,{"$f":"'ورودی نیروها'!C1054","v":"BASE"},{"$f":"'ورودی نیروها'!D1054","v":12},{"$f":"'ورودی نیروها'!E1054","v":"ACIS26"},"12 - ACIS26",{"$f":"ABS('ورودی نیروها'!H1054)","v":152045.56},{"$f":"ABS('ورودی نیروها'!I1054)","v":4499918.608},{"$f":"ABS('ورودی نیروها'!J1054)","v":1010939.733},{"$f":"VLOOKUP(C1061,'ورودی نیروها'!M$4:P$1000000,2,FALSE)","v":70},{"$f":"VLOOKUP(C1061,'ورودی نیروها'!M$4:P$1000000,3,FALSE)","v":45},{"$f":"VLOOKUP(C1061,'ورودی نیروها'!M$4:P$1000000,4,FALSE)","v":2},160,90,{"$f":"IF(VLOOKUP(C1061,'ورودی نیروها'!M$4:Q$1048576,5,FALSE)=0,IF(K1061=1,2*L1061+2*M1061,IF(K1061=2,L1061+2*M1061,IF(K1061=3,2*L1061+M1061,L1061+M1061))),VLOOKUP(C1061,'ورودی نیروها'!M$4:Q$1048576,5,FALSE))","v":340},1566000,563760,1680000,1801500,1.5555555555555556,30,12.570053699169309,0.47058823529411764,0.33333333333333337,2117608.7567058825,336979.91100000002,30600,8.9256162789631421,0.71006986068428579,"-","-","-","-","-"]
[null,{"$f":"'ورودی نیروها'!C1055","v":"BASE"},{"$f":"'ورودی نیروها'!D1055","v":12},{"$f":"'ورودی نیروها'!E1055","v":"ACIS27"},"12 - ACIS27",{"$f":"ABS('ورودی نیروها'!H1055)","v":193276.98},{"$f":"ABS('ورودی نیروها'!I1055)","v":4434929.6950000003},{"$f":"ABS('ورودی نیروها'!J1055)","v":410677.67099999997},{"$f":"VLOOKUP(C1062,'ورودی نیروها'!M$4:P$1000000,2,FALSE)","v":70},{"$f":"VLOOKUP(C1062,'ورودی نیروها'!M$4:P$1000000,3,FALSE)","v":45},{"$f":"VLOOKUP(C1062,'ورودی نیروها'!M$4:P$1000000,4,FALSE)","v":2},160,90,{"$f":"IF(VLOOKUP(C1062,'ورودی نیروها'!M$4:Q$1048576,5,FALSE)=0,IF(K1062=1,2*L1062+2*M1062,IF(K1062=2,L1062+2*M1062,IF(K1062=3,2*L1062+M1062,L1062+M1062))),VLOOKUP(C1062,'ورودی نیروها'!M$4:Q$1048576,5,FALSE))","v":340},1566000,563760,1680000,1801500,1.5555555555555556,30,12.570053699169309,0.47058823529411764,0.33333333333333337,2087025.7388235296,136892.557,30600,10.09970039623931,0.80347313050116465,"-","-","-","-","-"]
[null,{"$f":"'ورودی نیروها'!C1056","v":"BASE"},{"$f":"'ورودی نیروها'!D1056","v":12},{"$f":"'ورودی نیروها'!E1056","v":"ACIS28"},"12 - ACIS28",{"$f":"ABS('ورودی نیروها'!H1056)","v":152045.56},{"$f":"ABS('ورودی نیروها'!I1056)","v":4499918.608},{"$f":"ABS('ورودی نیروها'!J1056)","v":1010939.733},{"$f":"VLOOKUP(C1063,'ورودی نیروها'!M$4:P$1000000,2,FALSE)","v":70},{"$f":"VLOOKUP(C1063,'ورودی نیروها'!M$4:P$1000000,3,FALSE)","v":45},{"$f":"VLOOKUP(C1063,'ورودی نیروها'!M$4:P$1000000,4,FALSE)","v":2},160,90,{"$f":"IF(VLOOKUP(C1063,'ورودی نیروها'!M$4:Q$1048576,5,FALSE)=0,IF(K1063=1,2*L1063+2*M1063,IF(K1063=2,L1063+2*M1063,IF(K1063=3,2*L1063+M1063,L1063+M1063))),VLOOKUP(C1063,'ورودی نیروها'!M$4:Q$1048576,5,FALSE))","v":340},1566000,563760,1680000,1801500,1.5555555555555556,30,12.570053699169309,0.47058823529411764,0.33333333333333337,2117608.7567058825,336979.91100000002,30600,8.9256162789631421,0.71006986068428579,"-","-","-","-","-"]
[null,{"$f":"'ورودی نیروها'!C1057","v":"BASE"},{"$f":"'ورودی نیروها'!D1057","v":12},{"$f":"'ورودی نیروها'!E1057","v":"ACIS29"},"12 - ACIS29",{"$f":"ABS('ورودی نیروها'!H1057)","v":280745.94},{"$f":"ABS('ورودی نیروها'!I1057)","v":4323850.6399999997},{"$f":"ABS('ورودی نیروها'!J1057)","v":944694.62199999997},{"$f":"VLOOKUP(C1064,'ورودی نیروها'!M$4:P$1000000,2,FALSE)","v":70},{"$f":"VLOOKUP(C1064,'ورودی نیروها'!M$4:P$1000000,3,FALSE)","v":45},{"$f":"VLOOKUP(C1064,'ورودی نیروها'!M$4:P$1000000,4,FALSE)","v":2},160,90,{"$f":"IF(VLOOKUP(C1064,'ورودی نیروها'!M$4:Q$1048576,5,FALSE)=0,IF(K1064=1,2*L1064+2*M1064,IF(K1064=2,L1064+2*M1064,IF(K1064=3,2*L1064+M1064,L1064+M1064))),VLOOKUP(C1064,'ورودی نیروها'!M$4:Q$1048576,5,FALSE))","v":340},1566000,563760,1680000,1801500,1.5555555555555556,30,12.570053699169309,0.47058823529411764,0.33333333333333337,2034753.2423529411,314898.20733333338,30600,12.97139769842823,1.0319285827144433,374327.92,1538574.5727783237,"OK","OK",4.5485653249344449E-2]
[null,{"$f":"'ورودی نیروها'!C1058","v":"BASE"},{"$f":"'ورودی نیروها'!D1058","v":12},{"$f":"'ورودی نیروها'!E1058","v":"ACIS30"},"12 - ACIS30",{"$f":"ABS('ورودی نیروها'!H1058)","v":221218.72},{"$f":"ABS('ورودی نیروها'!I1058)","v":4338319.4000000004},{"$f":"ABS('ورودی نیروها'!J1058)","v":878173.91299999994},{"$f":"VLOOKUP(C1065,'ورودی نیروها'!M$4:P$1000000,2,FALSE)","v":70},{"$f":"VLOOKUP(C1065,'ورودی نیروها'!M$4:P$1000000,3,FALSE)","v":45},{"$f":"VLOOKUP(C1065,'ورودی نیروها'!M$4:P$1000000,4,FALSE)","v":2},160,90,{"$f":"IF(VLOOKUP(C1065,'ورودی نیروها'!M$4:Q$1048576,5,FALSE)=0,IF(K1065=1,2*L1065+2*M1065,IF(K1065=2,L1065+2*M1065,IF(K1065=3,2*L1065+M1065,L1065+M1065))),VLOOKUP(C1065,'ورودی نیروها'!M$4:Q$1048576,5,FALSE))","v":340},1566000,563760,1680000,1801500,1.5555555555555556,30,12.570053699169309,0.47058823529411764,0.33333333333333337,2041562.0705882355,292724.63766666671,30600,11.024942687989631,0.87707999916644852,"-","-","-","-","-"]
[null,{"$f":"'ورودی نیروها'!C1059","v":"BASE"},{"$f":"'ورودی نیروها'!D1059","v":12},{"$f":"'ورودی نیروها'!E1059","v":"ACIS31"},"12 - ACIS31",{"$f":"ABS('ورودی نیروها'!H1059)","v":262450.13},{"$f":"ABS('ورودی نیروها'!I1059)","v":4403308.32},{"$f":"ABS('ورودی نیروها'!J1059)","v":543443.49},{"$f":"VLOOKUP(C1066,'ورودی نیروها'!M$4:P$1000000,2,FALSE)","v":70},{"$f":"VLOOKUP(C1066,'ورودی نیروها'!M$4:P$1000000,3,FALSE)","v":45},{"$f":"VLOOKUP(C1066,'ورودی نیروها'!M$4:P$1000000,4,FALSE)","v":2},160,90,{"$f":"IF(VLOOKUP(C1066,'ورودی نیروها'!M$4:Q$1048576,5,FALSE)=0,IF(K1066=1,2*L1066+2*M1066,IF(K1066=2,L1066+2*M1066,IF(K1066=3,2*L1066+M1066,L1066+M1066))),VLOOKUP(C1066,'ورودی نیروها'!M$4:Q$1048576,5,FALSE))","v":340},1566000,563760,1680000,1801500,1.5555555555555556,30,12.570053699169309,0.47058823529411764,0.33333333333333337,2072145.091764706,181147.83000000002,30600,12.360207920102333,0.98330589637172006,"-","-","-","-","-"]
[null,{"$f":"'ورودی نیروها'!C1060","v":"BASE"},{"$f":"'ورودی نیروها'!D1060","v":12},{"$f":"'ورودی نیروها'!E1060","v":"ACIS32"},"12 - ACIS32",{"$f":"ABS('ورودی نیروها'!H1060)","v":202922.91},{"$f":"ABS('ورودی نیروها'!I1060)","v":4417777.08},{"$f":"ABS('ورودی نیروها'!J1060)","v":609964.19900000002},{"$f":"VLOOKUP(C1067,'ورودی نیروها'!M$4:P$1000000,2,FALSE)","v":70},{"$f":"VLOOKUP(C1067,'ورودی نیروها'!M$4:P$1000000,3,FALSE)","v":45},{"$f":"VLOOKUP(C1067,'ورودی نیروها'!M$4:P$1000000,4,FALSE)","v":2},160,90,{"$f":"IF(VLOOKUP(C1067,'ورودی نیروها'!M$4:Q$1048576,5,FALSE)=0,IF(K1067=1,2*L1067+2*M1067,IF(K1067=2,L1067+2*M1067,IF(K1067=3,2*L1067+M1067,L1067+M1067))),VLOOKUP(C1067,'ورودی نیروها'!M$4:Q$1048576,5,FALSE))","v":340},1566000,563760,1680000,1801500,1.5555555555555556,30,12.570053699169309,0.47058823529411764,0.33333333333333337,2078953.92,203321.39966666669,30600,10.440150016409763,0.83055731234463226,"-","-","-","-","-"]
[null,{"$f":"'ورودی نیروها'!C1061","v":"BASE"},{"$f":"'ورودی نیروها'!D1061","v":12},{"$f":"'ورودی نیروها'!E1061","v":"ACIS34"},"12 - ACIS34",{"$f":"ABS('ورودی نیروها'!H1061)","v":209111.38},{"$f":"ABS('ورودی نیروها'!I1061)","v":4975903.3949999996},{"$f":"ABS('ورودی نیروها'!J1061)","v":1126621.629},{"$f":"VLOOKUP(C1068,'ورودی نیروها'!M$4:P$1000000,2,FALSE)","v":70},{"$f":"VLOOKUP(C1068,'ورودی نیروها'!M$4:P$1000000,3,FALSE)","v":45},{"$f":"VLOOKUP(C1068,'ورودی نیروها'!M$4:P$1000000,4,FALSE)","v":2},160,90,{"$f":"IF(VLOOKUP(C1068,'ورودی نیروها'!M$4:Q$1048576,5,FALSE)=0,IF(K1068=1,2*L1068+2*M1068,IF(K1068=2,L1068+2*M1068,IF(K1068=3,2*L1068+M1068,L1068+M1068))),VLOOKUP(C1068,'ورودی نیروها'!M$4:Q$1048576,5,FALSE))","v":340},1566000,563760,1680000,1801500,1.5555555555555556,30,12.570053699169309,0.47058823529411764,0.33333333333333337,2341601.5976470588,375540.54300000001,30600,11.210784613865412,0.89186449653801214,"-","-","-","-","-"]
[null,{"$f":"'ورودی نیروها'!C1062","v":"BASE"},{"$f":"'ورودی نیروها'!D1062","v":12},{"$f":"'ورودی نیروها'!E1062","v":"ACIS35"},"12 - ACIS35",{"$f":"ABS('ورودی نیروها'!H1062)","v":190815.58},{"$f":"ABS('ورودی نیروها'!I1062)","v":4896445.716},{"$f":"ABS('ورودی نیروها'!J1062)","v":361516.48300000001},{"$f":"VLOOKUP(C1069,'ورودی نیروها'!M$4:P$1000000,2,FALSE)","v":70},{"$f":"VLOOKUP(C1069,'ورودی نیروها'!M$4:P$1000000,3,FALSE)","v":45},{"$f":"VLOOKUP(C1069,'ورودی نیروها'!M$4:P$1000000,4,FALSE)","v":2},160,90,{"$f":"IF(VLOOKUP(C1069,'ورودی نیروها'!M$4:Q$1048576,5,FALSE)=0,IF(K1069=1,2*L1069+2*M1069,IF(K1069=2,L1069+2*M1069,IF(K1069=3,2*L1069+M1069,L1069+M1069))),VLOOKUP(C1069,'ورودی نیروها'!M$4:Q$1048576,5,FALSE))","v":340},1566000,563760,1680000,1801500,1.5555555555555556,30,12.570053699169309,0.47058823529411764,0.33333333333333337,2304209.7487058821,120505.49433333335,30600,10.394750248231455,0.82694557215124642,"-","-","-","-","-"]
[null,{"$f":"'ورودی نیروها'!C1063","v":"BASE"},{"$f":"'ورودی نیروها'!D1063","v":12},{"$f":"'ورودی نیروها'!E1063","v":"ACIS36"},"12 - ACIS36",{"$f":"ABS('ورودی نیروها'!H1063)","v":131288.35},{"$f":"ABS('ورودی نیروها'!I1063)","v":4881976.949},{"$f":"ABS('ورودی نیروها'!J1063)","v":428037.19199999998},{"$f":"VLOOKUP(C1070,'ورودی نیروها'!M$4:P$1000000,2,FALSE)","v":70},{"$f":"VLOOKUP(C1070,'ورودی نیروها'!M$4:P$1000000,3,FALSE)","v":45},{"$f":"VLOOKUP(C1070,'ورودی نیروها'!M$4:P$1000000,4,FALSE)","v":2},160,90,{"$f":"IF(VLOOKUP(C1070,'ورودی نیروها'!M$4:Q$1048576,5,FALSE)=0,IF(K1070=1,2*L1070+2*M1070,IF(K1070=2,L1070+2*M1070,IF(K1070=3,2*L1070+M1070,L1070+M1070))),VLOOKUP(C1070,'ورودی نیروها'!M$4:Q$1048576,5,FALSE))","v":340},1566000,563760,1680000,1801500,1.5555555555555556,30,12.570053699169309,0.47058823529411764,0.33333333333333337,2297400.9171764706,142679.06400000001,30600,8.4505369521733424,0.67227532629648157,"-","-","-","-","-"]
[null,{"$f":"'ورودی نیروها'!C1064","v":"BASE"},{"$f":"'ورودی نیروها'!D1064","v":12},{"$f":"'ورودی نیروها'!E1064","v":"ACIS37"},"12 - ACIS37",{"$f":"ABS('ورودی نیروها'!H1064)","v":283207.34000000003},{"$f":"ABS('ورودی نیروها'!I1064)","v":4785366.66},{"$f":"ABS('ورودی نیروها'!J1064)","v":895533.43500000006},{"$f":"VLOOKUP(C1071,'ورودی نیروها'!M$4:P$1000000,2,FALSE)","v":70},{"$f":"VLOOKUP(C1071,'ورودی نیروها'!M$4:P$1000000,3,FALSE)","v":45},{"$f":"VLOOKUP(C1071,'ورودی نیروها'!M$4:P$1000000,4,FALSE)","v":2},160,90,{"$f":"IF(VLOOKUP(C1071,'ورودی نیروها'!M$4:Q$1048576,5,FALSE)=0,IF(K1071=1,2*L1071+2*M1071,IF(K1071=2,L1071+2*M1071,IF(K1071=3,2*L1071+M1071,L1071+M1071))),VLOOKUP(C1071,'ورودی نیروها'!M$4:Q$1048576,5,FALSE))","v":340},1566000,563760,1680000,1801500,1.5555555555555556,30,12.570053699169309,0.47058823529411764,0.33333333333333337,2251937.2517647059,298511.14500000008,30600,13.427323366777523,1.0681993639903755,377609.78666666668,1538574.5727783237,"OK","OK",9.7157228995597658E-2]
[null,{"$f":"'ورودی نیروها'!C1065","v":"BASE"},{"$f":"'ورودی نیروها'!D1065","v":12},{"$f":"'ورودی نیروها'!E1065","v":"ACIS38"},"12 - ACIS38",{"$f":"ABS('ورودی نیروها'!H1065)","v":223680.12},{"$f":"ABS('ورودی نیروها'!I1065)","v":4799835.42},{"$f":"ABS('ورودی نیروها'!J1065)","v":829012.72600000002},{"$f":"VLOOKUP(C1072,'ورودی نیروها'!M$4:P$1000000,2,FALSE)","v":70},{"$f":"VLOOKUP(C1072,'ورودی نیروها'!M$4:P$1000000,3,FALSE)","v":45},{"$f":"VLOOKUP(C1072,'ورودی نیروها'!M$4:P$1000000,4,FALSE)","v":2},160,90,{"$f":"IF(VLOOKUP(C1072,'ورودی نیروها'!M$4:Q$1048576,5,FALSE)=0,IF(K1072=1,2*L1072+2*M1072,IF(K1072=2,L1072+2*M1072,IF(K1072=3,2*L1072+M1072,L1072+M1072))),VLOOKUP(C1072,'ورودی نیروها'!M$4:Q$1048576,5,FALSE))","v":340},1566000,563760,1680000,1801500,1.5555555555555556,30,12.570053699169309,0.47058823529411764,0.33333333333333337,2258746.08,276337.5753333334,30600,11.48086835633892,0.91335078044238049,"-","-","-","-","-"]
[null,{"$f":"'ورودی نیروها'!C1066","v":"BASE"},{"$f":"'ورودی نیروها'!D1066","v":12},{"$f":"'ورودی نیروها'!E1066","v":"ACIS39"},"12 - ACIS39",{"$f":"ABS('ورودی نیروها'!H1066)","v":264911.53000000003},{"$f":"ABS('ورودی نیروها'!I1066)","v":4864824.34},{"$f":"ABS('ورودی نیروها'!J1066)","v":592604.67700000003},{"$f":"VLOOKUP(C1073,'ورودی نیروها'!M$4:P$1000000,2,FALSE)","v":70},{"$f":"VLOOKUP(C1073,'ورودی نیروها'!M$4:P$1000000,3,FALSE)","v":45},{"$f":"VLOOKUP(C1073,'ورودی نیروها'!M$4:P$1000000,4,FALSE)","v":2},160,90,{"$f":"IF(VLOOKUP(C1073,'ورودی نیروها'!M$4:Q$1048576,5,FALSE)=0,IF(K1073=1,2*L1073+2*M1073,IF(K1073=2,L1073+2*M1073,IF(K1073=3,2*L1073+M1073,L1073+M1073))),VLOOKUP(C1073,'ورودی نیروها'!M$4:Q$1048576,5,FALSE))","v":340},1566000,563760,1680000,1801500,1.5555555555555556,30,12.570053699169309,0.47058823529411764,0.33333333333333337,2289329.1011764705,197534.89233333335,30600,12.835641995991306,1.0211286525243364,353215.37333333335,1538574.5727783237,"OK","OK",3.0100006973159697E-2]
[null,{"$f":"'ورودی نیروها'!C1067","v":"BASE"},{"$f":"'ورودی نیروها'!D1067","v":12},{"$f":"'ورودی نیروها'!E1067","v":"ACIS40"},"12 - ACIS40",{"$f":"ABS('ورودی نیروها'!H1067)","v":205384.31},{"$f":"ABS('ورودی نیروها'!I1067)","v":4879293.0999999996},{"$f":"ABS('ورودی نیروها'!J1067)","v":659125.38600000006},{"$f":"VLOOKUP(C1074,'ورودی نیروها'!M$4:P$1000000,2,FALSE)","v":70},{"$f":"VLOOKUP(C1074,'ورودی نیروها'!M$4:P$1000000,3,FALSE)","v":45},{"$f":"VLOOKUP(C1074,'ورودی نیروها'!M$4:P$1000000,4,FALSE)","v":2},160,90,{"$f":"IF(VLOOKUP(C1074,'ورودی نیروها'!M$4:Q$1048576,5,FALSE)=0,IF(K1074=1,2*L1074+2*M1074,IF(K1074=2,L1074+2*M1074,IF(K1074=3,2*L1074+M1074,L1074+M1074))),VLOOKUP(C1074,'ورودی نیروها'!M$4:Q$1048576,5,FALSE))","v":340},1566000,563760,1680000,1801500,1.5555555555555556,30,12.570053699169309,0.47058823529411764,0.33333333333333337,2296137.9294117647,219708.46200000006,30600,10.915584092298737,0.86838006849724858,"-","-","-","-","-"]
[null,{"$f":"'ورودی نیروها'!C1068","v":"BASE"},{"$f":"'ورودی نیروها'!D1068","v":12},{"$f":"'ورودی نیروها'!E1068","v":"ACIS41"},"12 - ACIS41",{"$f":"ABS('ورودی نیروها'!H1068)","v":214034.18},{"$f":"ABS('ورودی نیروها'!I1068)","v":4052871.3539999998},{"$f":"ABS('ورودی نیروها'!J1068)","v":1028299.254},{"$f":"VLOOKUP(C1075,'ورودی نیروها'!M$4:P$1000000,2,FALSE)","v":70},{"$f":"VLOOKUP(C1075,'ورودی نیروها'!M$4:P$1000000,3,FALSE)","v":45},{"$f":"VLOOKUP(C1075,'ورودی نیروها'!M$4:P$1000000,4,FALSE)","v":2},160,90,{"$f":"IF(VLOOKUP(C1075,'ورودی نیروها'!M$4:Q$1048576,5,FALSE)=0,IF(K1075=1,2*L1075+2*M1075,IF(K1075=2,L1075+2*M1075,IF(K1075=3,2*L1075+M1075,L1075+M1075))),VLOOKUP(C1075,'ورودی نیروها'!M$4:Q$1048576,5,FALSE))","v":340},1566000,563760,1680000,1801500,1.5555555555555556,30,12.570053699169309,0.47058823529411764,0.33333333333333337,1907233.578352941,342766.41800000001,30600,10.581668095041247,0.84181566350353265,"-","-","-","-","-"]
[null,{"$f":"'ورودی نیروها'!C1069","v":"BASE"},{"$f":"'ورودی نیروها'!D1069","v":12},{"$f":"'ورودی نیروها'!E1069","v":"ACIS42"},"12 - ACIS42",{"$f":"ABS('ورودی نیروها'!H1069)","v":154506.96},{"$f":"ABS('ورودی نیروها'!I1069)","v":4038402.5869999998},{"$f":"ABS('ورودی نیروها'!J1069)","v":961778.54500000004},{"$f":"VLOOKUP(C1076,'ورودی نیروها'!M$4:P$1000000,2,FALSE)","v":70},{"$f":"VLOOKUP(C1076,'ورودی نیروها'!M$4:P$1000000,3,FALSE)","v":45},{"$f":"VLOOKUP(C1076,'ورودی نیروها'!M$4:P$1000000,4,FALSE)","v":2},160,90,{"$f":"IF(VLOOKUP(C1076,'ورودی نیروها'!M$4:Q$1048576,5,FALSE)=0,IF(K1076=1,2*L1076+2*M1076,IF(K1076=2,L1076+2*M1076,IF(K1076=3,2*L1076+M1076,L1076+M1076))),VLOOKUP(C1076,'ورودی نیروها'!M$4:Q$1048576,5,FALSE))","v":340},1566000,563760,1680000,1801500,1.5555555555555556,30,12.570053699169309,0.47058823529411764,0.33333333333333337,1900424.7468235292,320592.84833333339,30600,8.6110580190344859,0.68504544412595048,"-","-","-","-","-"]
[null,{"$f":"'ورودی نیروها'!C1070","v":"BASE"},{"$f":"'ورودی نیروها'!D1070","v":12},{"$f":"'ورودی نیروها'!E1070","v":"ACIS43"},"12 - ACIS43",{"$f":"ABS('ورودی نیروها'!H1070)","v":195738.38},{"$f":"ABS('ورودی نیروها'!I1070)","v":3973413.6749999998},{"$f":"ABS('ورودی نیروها'!J1070)","v":459838.85800000001},{"$f":"VLOOKUP(C1077,'ورودی نیروها'!M$4:P$1000000,2,FALSE)","v":70},{"$f":"VLOOKUP(C1077,'ورودی نیروها'!M$4:P$1000000,3,FALSE)","v":45},{"$f":"VLOOKUP(C1077,'ورودی نیروها'!M$4:P$1000000,4,FALSE)","v":2},160,90,{"$f":"IF(VLOOKUP(C1077,'ورودی نیروها'!M$4:Q$1048576,5,FALSE)=0,IF(K1077=1,2*L1077+2*M1077,IF(K1077=2,L1077+2*M1077,IF(K1077=3,2*L1077+M1077,L1077+M1077))),VLOOKUP(C1077,'ورودی نیروها'!M$4:Q$1048576,5,FALSE))","v":340},1566000,563760,1680000,1801500,1.5555555555555556,30,12.570053699169309,0.47058823529411764,0.33333333333333337,1869841.7294117645,153279.61933333336,30600,9.8046505448834829,0.78000068890170471,"-","-","-","-","-"]
[null,{"$f":"'ورودی نیروها'!C1071","v":"BASE"},{"$f":"'ورودی نیروها'!D1071","v":12},{"$f":"'ورودی نیروها'!E1071","v":"ACIS44"},"12 - ACIS44",{"$f":"ABS('ورودی نیروها'!H1071)","v":136211.15},{"$f":"ABS('ورودی نیروها'!I1071)","v":3958944.9079999998},{"$f":"ABS('ورودی نیروها'!J1071)","v":526359.56700000004},{"$f":"VLOOKUP(C1078,'ورودی نیروها'!M$4:P$1000000,2,FALSE)","v":70},{"$f":"VLOOKUP(C1078,'ورودی نیروها'!M$4:P$1000000,3,FALSE)","v":45},{"$f":"VLOOKUP(C1078,'ورودی نیروها'!M$4:P$1000000,4,FALSE)","v":2},160,90,{"$f":"IF(VLOOKUP(C1078,'ورودی نیروها'!M$4:Q$1048576,5,FALSE)=0,IF(K1078=1,2*L1078+2*M1078,IF(K1078=2,L1078+2*M1078,IF(K1078=3,2*L1078+M1078,L1078+M1078))),VLOOKUP(C1078,'ورودی نیروها'!M$4:Q$1048576,5,FALSE))","v":340},1566000,563760,1680000,1801500,1.5555555555555556,30,12.570053699169309,0.47058823529411764,0.33333333333333337,1863032.8978823528,175453.18900000004,30600,7.8604372488253684,0.62533044304693985,"-","-","-","-","-"]
[null,{"$f":"'ورودی نیروها'!C1072","v":"BASE"},{"$f":"'ورودی نیروها'!D1072","v":12},{"$f":"'ورودی نیروها'!E1072","v":"ACIS45"},"12 - ACIS45",{"$f":"ABS('ورودی نیروها'!H1072)","v":278284.53999999998},{"$f":"ABS('ورودی نیروها'!I1072)","v":3862334.62},{"$f":"ABS('ورودی نیروها'!J1072)","v":993855.81},{"$f":"VLOOKUP(C1079,'ورودی نیروها'!M$4:P$1000000,2,FALSE)","v":70},{"$f":"VLOOKUP(C1079,'ورودی نیروها'!M$4:P$1000000,3,FALSE)","v":45},{"$f":"VLOOKUP(C1079,'ورودی نیروها'!M$4:P$1000000,4,FALSE)","v":2},160,90,{"$f":"IF(VLOOKUP(C1079,'ورودی نیروها'!M$4:Q$1048576,5,FALSE)=0,IF(K1079=1,2*L1079+2*M1079,IF(K1079=2,L1079+2*M1079,IF(K1079=3,2*L1079+M1079,L1079+M1079))),VLOOKUP(C1079,'ورودی نیروها'!M$4:Q$1048576,5,FALSE))","v":340},1566000,563760,1680000,1801500,1.5555555555555556,30,12.570053699169309,0.47058823529411764,0.33333333333333337,1817569.2329411765,331285.27000000008,30600,12.515472030277351,0.99565780145429572,"-","-","-","-","-"]
[null,{"$f":"'ورودی نیروها'!C1073","v":"BASE"},{"$f":"'ورودی نیروها'!D1073","v":12},{"$f":"'ورودی نیروها'!E1073","v":"ACIS46"},"12 - ACIS46",{"$f":"ABS('ورودی نیروها'!H1073)","v":218757.32},{"$f":"ABS('ورودی نیروها'!I1073)","v":3876803.38},{"$f":"ABS('ورودی نیروها'!J1073)","v":927335.10100000002},{"$f":"VLOOKUP(C1080,'ورودی نیروها'!M$4:P$1000000,2,FALSE)","v":70},{"$f":"VLOOKUP(C1080,'ورودی نیروها'!M$4:P$1000000,3,FALSE)","v":45},{"$f":"VLOOKUP(C1080,'ورودی نیروها'!M$4:P$1000000,4,FALSE)","v":2},160,90,{"$f":"IF(VLOOKUP(C1080,'ورودی نیروها'!M$4:Q$1048576,5,FALSE)=0,IF(K1080=1,2*L1080+2*M1080,IF(K1080=2,L1080+2*M1080,IF(K1080=3,2*L1080+M1080,L1080+M1080))),VLOOKUP(C1080,'ورودی نیروها'!M$4:Q$1048576,5,FALSE))","v":340},1566000,563760,1680000,1801500,1.5555555555555556,30,12.570053699169309,0.47058823529411764,0.33333333333333337,1824378.0611764705,309111.7003333334,30600,10.569017019838752,0.84080921790630092,"-","-","-","-","-"]
[null,{"$f":"'ورودی نیروها'!C1074","v":"BASE"},{"$f":"'ورودی نیروها'!D1074","v":12},{"$f":"'ورودی نیروها'!E1074","v":"ACIS47"},"12 - ACIS47",{"$f":"ABS('ورودی نیروها'!H1074)","v":259988.73},{"$f":"ABS('ورودی نیروها'!I1074)","v":3941792.3},{"$f":"ABS('ورودی نیروها'!J1074)","v":494282.30300000001},{"$f":"VLOOKUP(C1081,'ورودی نیروها'!M$4:P$1000000,2,FALSE)","v":70},{"$f":"VLOOKUP(C1081,'ورودی نیروها'!M$4:P$1000000,3,FALSE)","v":45},{"$f":"VLOOKUP(C1081,'ورودی نیروها'!M$4:P$1000000,4,FALSE)","v":2},160,90,{"$f":"IF(VLOOKUP(C1081,'ورودی نیروها'!M$4:Q$1048576,5,FALSE)=0,IF(K1081=1,2*L1081+2*M1081,IF(K1081=2,L1081+2*M1081,IF(K1081=3,2*L1081+M1081,L1081+M1081))),VLOOKUP(C1081,'ورودی نیروها'!M$4:Q$1048576,5,FALSE))","v":340},1566000,563760,1680000,1801500,1.5555555555555556,30,12.570053699169309,0.47058823529411764,0.33333333333333337,1854961.0823529412,164760.76766666668,30600,11.884773844213358,0.94548314021910362,"-","-","-","-","-"]
[null,{"$f":"'ورودی نیروها'!C1075","v":"BASE"},{"$f":"'ورودی نیروها'!D1075","v":12},{"$f":"'ورودی نیروها'!E1075","v":"ACIS48"},"12 - ACIS48",{"$f":"ABS('ورودی نیروها'!H1075)","v":200461.51},{"$f":"ABS('ورودی نیروها'!I1075)","v":3956261.06},{"$f":"ABS('ورودی نیروها'!J1075)","v":560803.01199999999},{"$f":"VLOOKUP(C1082,'ورودی نیروها'!M$4:P$1000000,2,FALSE)","v":70},{"$f":"VLOOKUP(C1082,'ورودی نیروها'!M$4:P$1000000,3,FALSE)","v":45},{"$f":"VLOOKUP(C1082,'ورودی نیروها'!M$4:P$1000000,4,FALSE)","v":2},160,90,{"$f":"IF(VLOOKUP(C1082,'ورودی نیروها'!M$4:Q$1048576,5,FALSE)=0,IF(K1082=1,2*L1082+2*M1082,IF(K1082=2,L1082+2*M1082,IF(K1082=3,2*L1082+M1082,L1082+M1082))),VLOOKUP(C1082,'ورودی نیروها'!M$4:Q$1048576,5,FALSE))","v":340},1566000,563760,1680000,1801500,1.5555555555555556,30,12.570053699169309,0.47058823529411764,0.33333333333333337,1861769.9105882354,186934.33733333336,30600,9.9647159405207901,0.79273455619201594,"-","-","-","-","-"]
[null,{"$f":"'ورودی نیروها'!C1076","v":"BASE"},{"$f":"'ورودی نیروها'!D1076","v":12},{"$f":"'ورودی نیروها'!E1076","v":"ACIS49"},"12 - ACIS49",{"$f":"ABS('ورودی نیروها'!H1076)","v":177589.66},{"$f":"ABS('ورودی نیروها'!I1076)","v":1496157.1370000001},{"$f":"ABS('ورودی نیروها'!J1076)","v":2676552.8709999998},{"$f":"VLOOKUP(C1083,'ورودی نیروها'!M$4:P$1000000,2,FALSE)","v":70},{"$f":"VLOOKUP(C1083,'ورودی نیروها'!M$4:P$1000000,3,FALSE)","v":45},{"$f":"VLOOKUP(C1083,'ورودی نیروها'!M$4:P$1000000,4,FALSE)","v":2},160,90,{"$f":"IF(VLOOKUP(C1083,'ورودی نیروها'!M$4:Q$1048576,5,FALSE)=0,IF(K1083=1,2*L1083+2*M1083,IF(K1083=2,L1083+2*M1083,IF(K1083=3,2*L1083+M1083,L1083+M1083))),VLOOKUP(C1083,'ورودی نیروها'!M$4:Q$1048576,5,FALSE))","v":340},1566000,563760,1680000,1801500,1.5555555555555556,30,12.570053699169309,0.47058823529411764,0.33333333333333337,704073.94682352943,892184.29033333343,30600,7.5835352417960955,0.60330173786745656,"-","-","-","-","-"]
[null,{"$f":"'ورودی نیروها'!C1077","v":"BASE"},{"$f":"'ورودی نیروها'!D1077","v":12},{"$f":"'ورودی نیروها'!E1077","v":"ACIS50"},"12 - ACIS50",{"$f":"ABS('ورودی نیروها'!H1077)","v":118062.44},{"$f":"ABS('ورودی نیروها'!I1077)","v":1481688.37},{"$f":"ABS('ورودی نیروها'!J1077)","v":2610032.162},{"$f":"VLOOKUP(C1084,'ورودی نیروها'!M$4:P$1000000,2,FALSE)","v":70},{"$f":"VLOOKUP(C1084,'ورودی نیروها'!M$4:P$1000000,3,FALSE)","v":45},{"$f":"VLOOKUP(C1084,'ورودی نیروها'!M$4:P$1000000,4,FALSE)","v":2},160,90,{"$f":"IF(VLOOKUP(C1084,'ورودی نیروها'!M$4:Q$1048576,5,FALSE)=0,IF(K1084=1,2*L1084+2*M1084,IF(K1084=2,L1084+2*M1084,IF(K1084=3,2*L1084+M1084,L1084+M1084))),VLOOKUP(C1084,'ورودی نیروها'!M$4:Q$1048576,5,FALSE))","v":340},1566000,563760,1680000,1801500,1.5555555555555556,30,12.570053699169309,0.47058823529411764,0.33333333333333337,697265.11529411771,870010.72066666675,30600,5.6129251657893349,0.44653151848987443,"-","-","-","-","-"]
[null,{"$f":"'ورودی نیروها'!C1078","v":"BASE"},{"$f":"'ورودی نیروها'!D1078","v":12},{"$f":"'ورودی نیروها'!E1078","v":"ACIS51"},"12 - ACIS51",{"$f":"ABS('ورودی نیروها'!H1078)","v":198341.6},{"$f":"ABS('ورودی نیروها'!I1078)","v":1155314.267},{"$f":"ABS('ورودی نیروها'!J1078)","v":2636723.125},{"$f":"VLOOKUP(C1085,'ورودی نیروها'!M$4:P$1000000,2,FALSE)","v":70},{"$f":"VLOOKUP(C1085,'ورودی نیروها'!M$4:P$1000000,3,FALSE)","v":45},{"$f":"VLOOKUP(C1085,'ورودی نیروها'!M$4:P$1000000,4,FALSE)","v":2},160,90,{"$f":"IF(VLOOKUP(C1085,'ورودی نیروها'!M$4:Q$1048576,5,FALSE)=0,IF(K1085=1,2*L1085+2*M1085,IF(K1085=2,L1085+2*M1085,IF(K1085=3,2*L1085+M1085,L1085+M1085))),VLOOKUP(C1085,'ورودی نیروها'!M$4:Q$1048576,5,FALSE))","v":340},1566000,563760,1680000,1801500,1.5555555555555556,30,12.570053699169309,0.47058823529411764,0.33333333333333337,543677.30211764702,878907.70833333349,30600,7.9692882051972029,0.63398998889908109,"-","-","-","-","-"]
[null,{"$f":"'ورودی نیروها'!C1079","v":"BASE"},{"$f":"'ورودی نیروها'!D1079","v":12},{"$f":"'ورودی نیروها'!E1079","v":"ACIS52"},"12 - ACIS52",{"$f":"ABS('ورودی نیروها'!H1079)","v":138814.38},{"$f":"ABS('ورودی نیروها'!I1079)","v":1169783.034},{"$f":"ABS('ورودی نیروها'!J1079)","v":2570202.4160000002},{"$f":"VLOOKUP(C1086,'ورودی نیروها'!M$4:P$1000000,2,FALSE)","v":70},{"$f":"VLOOKUP(C1086,'ورودی نیروها'!M$4:P$1000000,3,FALSE)","v":45},{"$f":"VLOOKUP(C1086,'ورودی نیروها'!M$4:P$1000000,4,FALSE)","v":2},160,90,{"$f":"IF(VLOOKUP(C1086,'ورودی نیروها'!M$4:Q$1048576,5,FALSE)=0,IF(K1086=1,2*L1086+2*M1086,IF(K1086=2,L1086+2*M1086,IF(K1086=3,2*L1086+M1086,L1086+M1086))),VLOOKUP(C1086,'ورودی نیروها'!M$4:Q$1048576,5,FALSE))","v":340},1566000,563760,1680000,1801500,1.5555555555555556,30,12.570053699169309,0.47058823529411764,0.33333333333333337,550486.13364705886,856734.13866666681,30600,6.0228332006017231,0.47914140581593073,"-","-","-","-","-"]
[null,{"$f":"'ورودی نیروها'!C1080","v":"BASE"},{"$f":"'ورودی نیروها'!D1080","v":12},{"$f":"'ورودی نیروها'!E1080","v":"ACIS54"},"12 - ACIS54",{"$f":"ABS('ورودی نیروها'!H1080)","v":116603.63},{"$f":"ABS('ورودی نیروها'!I1080)","v":1231298.206},{"$f":"ABS('ورودی نیروها'!J1080)","v":2283907.5040000002},{"$f":"VLOOKUP(C1087,'ورودی نیروها'!M$4:P$1000000,2,FALSE)","v":70},{"$f":"VLOOKUP(C1087,'ورودی نیروها'!M$4:P$1000000,3,FALSE)","v":45},{"$f":"VLOOKUP(C1087,'ورودی نیروها'!M$4:P$1000000,4,FALSE)","v":2},160,90,{"$f":"IF(VLOOKUP(C1087,'ورودی نیروها'!M$4:Q$1048576,5,FALSE)=0,IF(K1087=1,2*L1087+2*M1087,IF(K1087=2,L1087+2*M1087,IF(K1087=3,2*L1087+M1087,L1087+M1087))),VLOOKUP(C1087,'ورودی نیروها'!M$4:Q$1048576,5,FALSE))","v":340},1566000,563760,1680000,1801500,1.5555555555555556,30,12.570053699169309,0.47058823529411764,0.33333333333333337,579434.44988235296,761302.50133333344,30600,5.2915358036279816,0.4209636593658842,"-","-","-","-","-"]
[null,{"$f":"'ورودی نیروها'!C1081","v":"BASE"},{"$f":"'ورودی نیروها'!D1081","v":12},{"$f":"'ورودی نیروها'!E1081","v":"ACIS55"},"12 - ACIS55",{"$f":"ABS('ورودی نیروها'!H1081)","v":137355.57999999999},{"$f":"ABS('ورودی نیروها'!I1081)","v":1420173.1980000001},{"$f":"ABS('ورودی نیروها'!J1081)","v":2323737.25},{"$f":"VLOOKUP(C1088,'ورودی نیروها'!M$4:P$1000000,2,FALSE)","v":70},{"$f":"VLOOKUP(C1088,'ورودی نیروها'!M$4:P$1000000,3,FALSE)","v":45},{"$f":"VLOOKUP(C1088,'ورودی نیروها'!M$4:P$1000000,4,FALSE)","v":2},160,90,{"$f":"IF(VLOOKUP(C1088,'ورودی نیروها'!M$4:Q$1048576,5,FALSE)=0,IF(K1088=1,2*L1088+2*M1088,IF(K1088=2,L1088+2*M1088,IF(K1088=3,2*L1088+M1088,L1088+M1088))),VLOOKUP(C1088,'ورودی نیروها'!M$4:Q$1048576,5,FALSE))","v":340},1566000,563760,1680000,1801500,1.5555555555555556,30,12.570053699169309,0.47058823529411764,0.33333333333333337,668316.79905882361,774579.08333333337,30600,6.1352667386734385,0.48808596092782702,"-","-","-","-","-"]
[null,{"$f":"'ورودی نیروها'!C1082","v":"BASE"},{"$f":"'ورودی نیروها'!D1082","v":12},{"$f":"'ورودی نیروها'!E1082","v":"ACIS56"},"12 - ACIS56",{"$f":"ABS('ورودی نیروها'!H1082)","v":77828.350000000006},{"$f":"ABS('ورودی نیروها'!I1082)","v":1434641.9650000001},{"$f":"ABS('ورودی نیروها'!J1082)","v":2390257.9589999998},{"$f":"VLOOKUP(C1089,'ورودی نیروها'!M$4:P$1000000,2,FALSE)","v":70},{"$f":"VLOOKUP(C1089,'ورودی نیروها'!M$4:P$1000000,3,FALSE)","v":45},{"$f":"VLOOKUP(C1089,'ورودی نیروها'!M$4:P$1000000,4,FALSE)","v":2},160,90,{"$f":"IF(VLOOKUP(C1089,'ورودی نیروها'!M$4:Q$1048576,5,FALSE)=0,IF(K1089=1,2*L1089+2*M1089,IF(K1089=2,L1089+2*M1089,IF(K1089=3,2*L1089+M1089,L1089+M1089))),VLOOKUP(C1089,'ورودی نیروها'!M$4:Q$1048576,5,FALSE))","v":340},1566000,563760,1680000,1801500,1.5555555555555556,30,12.570053699169309,0.47058823529411764,0.33333333333333337,675125.63058823533,796752.65300000005,30600,4.2152085140266049,0.33533735136749387,"-","-","-","-","-"]
[null,{"$f":"'ورودی نیروها'!C1083","v":"BASE"},{"$f":"'ورودی نیروها'!D1083","v":12},{"$f":"'ورودی نیروها'!E1083","v":"ACIS57"},"12 - ACIS57",{"$f":"ABS('ورودی نیروها'!H1083)","v":179696.64000000001},{"$f":"ABS('ورودی نیروها'!I1083)","v":1099207.148},{"$f":"ABS('ورودی نیروها'!J1083)","v":2634269.9019999998},{"$f":"VLOOKUP(C1090,'ورودی نیروها'!M$4:P$1000000,2,FALSE)","v":70},{"$f":"VLOOKUP(C1090,'ورودی نیروها'!M$4:P$1000000,3,FALSE)","v":45},{"$f":"VLOOKUP(C1090,'ورودی نیروها'!M$4:P$1000000,4,FALSE)","v":2},160,90,{"$f":"IF(VLOOKUP(C1090,'ورودی نیروها'!M$4:Q$1048576,5,FALSE)=0,IF(K1090=1,2*L1090+2*M1090,IF(K1090=2,L1090+2*M1090,IF(K1090=3,2*L1090+M1090,L1090+M1090))),VLOOKUP(C1090,'ورودی نیروها'!M$4:Q$1048576,5,FALSE))","v":340},1566000,563760,1680000,1801500,1.5555555555555556,30,12.570053699169309,0.47058823529411764,0.33333333333333337,517273.95199999999,878089.96733333333,30600,7.3126546562146659,0.58175206178299166,"-","-","-","-","-"]
[null,{"$f":"'ورودی نیروها'!C1084","v":"BASE"},{"$f":"'ورودی نیروها'!D1084","v":12},{"$f":"'ورودی نیروها'!E1084","v":"ACIS58"},"12 - ACIS58",{"$f":"ABS('ورودی نیروها'!H1084)","v":120169.42},{"$f":"ABS('ورودی نیروها'!I1084)","v":1084738.3810000001},{"$f":"ABS('ورودی نیروها'!J1084)","v":2567749.193},{"$f":"VLOOKUP(C1091,'ورودی نیروها'!M$4:P$1000000,2,FALSE)","v":70},{"$f":"VLOOKUP(C1091,'ورودی نیروها'!M$4:P$1000000,3,FALSE)","v":45},{"$f":"VLOOKUP(C1091,'ورودی نیروها'!M$4:P$1000000,4,FALSE)","v":2},160,90,{"$f":"IF(VLOOKUP(C1091,'ورودی نیروها'!M$4:Q$1048576,5,FALSE)=0,IF(K1091=1,2*L1091+2*M1091,IF(K1091=2,L1091+2*M1091,IF(K1091=3,2*L1091+M1091,L1091+M1091))),VLOOKUP(C1091,'ورودی نیروها'!M$4:Q$1048576,5,FALSE))","v":340},1566000,563760,1680000,1801500,1.5555555555555556,30,12.570053699169309,0.47058823529411764,0.33333333333333337,510465.12047058827,855916.39766666677,30600,5.3420445802079044,0.42498184240540937,"-","-","-","-","-"]
[null,{"$f":"'ورودی نیروها'!C1085","v":"BASE"},{"$f":"'ورودی نیروها'!D1085","v":12},{"$f":"'ورودی نیروها'!E1085","v":"ACIS59"},"12 - ACIS59",{"$f":"ABS('ورودی نیروها'!H1085)","v":200448.59},{"$f":"ABS('ورودی نیروها'!I1085)","v":1552264.2560000001},{"$f":"ABS('ورودی نیروها'!J1085)","v":2594440.156},{"$f":"VLOOKUP(C1092,'ورودی نیروها'!M$4:P$1000000,2,FALSE)","v":70},{"$f":"VLOOKUP(C1092,'ورودی نیروها'!M$4:P$1000000,3,FALSE)","v":45},{"$f":"VLOOKUP(C1092,'ورودی نیروها'!M$4:P$1000000,4,FALSE)","v":2},160,90,{"$f":"IF(VLOOKUP(C1092,'ورودی نیروها'!M$4:Q$1048576,5,FALSE)=0,IF(K1092=1,2*L1092+2*M1092,IF(K1092=2,L1092+2*M1092,IF(K1092=3,2*L1092+M1092,L1092+M1092))),VLOOKUP(C1092,'ورودی نیروها'!M$4:Q$1048576,5,FALSE))","v":340},1566000,563760,1680000,1801500,1.5555555555555556,30,12.570053699169309,0.47058823529411764,0.33333333333333337,730477.29694117652,864813.3853333334,30600,8.3611012727347465,0.66516034639432675,"-","-","-","-","-"]
[null,{"$f":"'ورودی نیروها'!C1086","v":"BASE"},{"$f":"'ورودی نیروها'!D1086","v":12},{"$f":"'ورودی نیروها'!E1086","v":"ACIS60"},"12 - ACIS60",{"$f":"ABS('ورودی نیروها'!H1086)","v":140921.35999999999},{"$f":"ABS('ورودی نیروها'!I1086)","v":1566733.0220000001},{"$f":"ABS('ورودی نیروها'!J1086)","v":2527919.4470000002},{"$f":"VLOOKUP(C1093,'ورودی نیروها'!M$4:P$1000000,2,FALSE)","v":70},{"$f":"VLOOKUP(C1093,'ورودی نیروها'!M$4:P$1000000,3,FALSE)","v":45},{"$f":"VLOOKUP(C1093,'ورودی نیروها'!M$4:P$1000000,4,FALSE)","v":2},160,90,{"$f":"IF(VLOOKUP(C1093,'ورودی نیروها'!M$4:Q$1048576,5,FALSE)=0,IF(K1093=1,2*L1093+2*M1093,IF(K1093=2,L1093+2*M1093,IF(K1093=3,2*L1093+M1093,L1093+M1093))),VLOOKUP(C1093,'ورودی نیروها'!M$4:Q$1048576,5,FALSE))","v":340},1566000,563760,1680000,1801500,1.5555555555555556,30,12.570053699169309,0.47058823529411764,0.33333333333333337,737286.12800000003,842639.81566666684,30600,6.4146459405071505,0.51031173724668033,"-","-","-","-","-"]
[null,{"$f":"'ورودی نیروها'!C1087","v":"BASE"},{"$f":"'ورودی نیروها'!D1087","v":12},{"$f":"'ورودی نیروها'!E1087","v":"ACIS61"},"12 - ACIS61",{"$f":"ABS('ورودی نیروها'!H1087)","v":114496.65},{"$f":"ABS('ورودی نیروها'!I1087)","v":1628248.1939999999},{"$f":"ABS('ورودی نیروها'!J1087)","v":2241624.5350000001},{"$f":"VLOOKUP(C1094,'ورودی نیروها'!M$4:P$1000000,2,FALSE)","v":70},{"$f":"VLOOKUP(C1094,'ورودی نیروها'!M$4:P$1000000,3,FALSE)","v":45},{"$f":"VLOOKUP(C1094,'ورودی نیروها'!M$4:P$1000000,4,FALSE)","v":2},160,90,{"$f":"IF(VLOOKUP(C1094,'ورودی نیروها'!M$4:Q$1048576,5,FALSE)=0,IF(K1094=1,2*L1094+2*M1094,IF(K1094=2,L1094+2*M1094,IF(K1094=3,2*L1094+M1094,L1094+M1094))),VLOOKUP(C1094,'ورودی نیروها'!M$4:Q$1048576,5,FALSE))","v":340},1566000,563760,1680000,1801500,1.5555555555555556,30,12.570053699169309,0.47058823529411764,0.33333333333333337,766234.44423529401,747208.17833333346,30600,5.5456374324222972,0.44117849972182538,"-","-","-","-","-"]
[null,{"$f":"'ورودی نیروها'!C1088","v":"BASE"},{"$f":"'ورودی نیروها'!D1088","v":12},{"$f":"'ورودی نیروها'!E1088","v":"ACIS62"},"12 - ACIS62",{"$f":"ABS('ورودی نیروها'!H1088)","v":54969.42},{"$f":"ABS('ورودی نیروها'!I1088)","v":1613779.4269999999},{"$f":"ABS('ورودی نیروها'!J1088)","v":2308145.2439999999},{"$f":"VLOOKUP(C1095,'ورودی نیروها'!M$4:P$1000000,2,FALSE)","v":70},{"$f":"VLOOKUP(C1095,'ورودی نیروها'!M$4:P$1000000,3,FALSE)","v":45},{"$f":"VLOOKUP(C1095,'ورودی نیروها'!M$4:P$1000000,4,FALSE)","v":2},160,90,{"$f":"IF(VLOOKUP(C1095,'ورودی نیروها'!M$4:Q$1048576,5,FALSE)=0,IF(K1095=1,2*L1095+2*M1095,IF(K1095=2,L1095+2*M1095,IF(K1095=3,2*L1095+M1095,L1095+M1095))),VLOOKUP(C1095,'ورودی نیروها'!M$4:Q$1048576,5,FALSE))","v":340},1566000,563760,1680000,1801500,1.5555555555555556,30,12.570053699169309,0.47058823529411764,0.33333333333333337,759425.61270588229,769381.74800000002,30600,3.6014241363641837,0.28650825386706052,"-","-","-","-","-"]
[null,{"$f":"'ورودی نیروها'!C1089","v":"BASE"},{"$f":"'ورودی نیروها'!D1089","v":12},{"$f":"'ورودی نیروها'!E1089","v":"ACIS64"},"12 - ACIS64",{"$f":"ABS('ورودی نیروها'!H1089)","v":135248.59},{"$f":"ABS('ورودی نیروها'!I1089)","v":1023223.209},{"$f":"ABS('ورودی نیروها'!J1089)","v":2281454.281},{"$f":"VLOOKUP(C1096,'ورودی نیروها'!M$4:P$1000000,2,FALSE)","v":70},{"$f":"VLOOKUP(C1096,'ورودی نیروها'!M$4:P$1000000,3,FALSE)","v":45},{"$f":"VLOOKUP(C1096,'ورودی نیروها'!M$4:P$1000000,4,FALSE)","v":2},160,90,{"$f":"IF(VLOOKUP(C1096,'ورودی نیروها'!M$4:Q$1048576,5,FALSE)=0,IF(K1096=1,2*L1096+2*M1096,IF(K1096=2,L1096+2*M1096,IF(K1096=3,2*L1096+M1096,L1096+M1096))),VLOOKUP(C1096,'ورودی نیروها'!M$4:Q$1048576,5,FALSE))","v":340},1566000,563760,1680000,1801500,1.5555555555555556,30,12.570053699169309,0.47058823529411764,0.33333333333333337,481516.80423529411,760484.7603333334,30600,5.7266747151835125,0.4555807677704638,"-","-","-","-","-"]
[null,{"$f":"'ورودی نیروها'!C1090","v":"BASE"},{"$f":"'ورودی نیروها'!D1090","v":12},{"$f":"'ورودی نیروها'!E1090","v":"ACIS65"},"12 - ACIS65",{"$f":"ABS('ورودی نیروها'!H1090)","v":175482.68},{"$f":"ABS('ورودی نیروها'!I1090)","v":1893107.125},{"$f":"ABS('ورودی نیروها'!J1090)","v":2718835.84},{"$f":"VLOOKUP(C1097,'ورودی نیروها'!M$4:P$1000000,2,FALSE)","v":70},{"$f":"VLOOKUP(C1097,'ورودی نیروها'!M$4:P$1000000,3,FALSE)","v":45},{"$f":"VLOOKUP(C1097,'ورودی نیروها'!M$4:P$1000000,4,FALSE)","v":2},160,90,{"$f":"IF(VLOOKUP(C1097,'ورودی نیروها'!M$4:Q$1048576,5,FALSE)=0,IF(K1097=1,2*L1097+2*M1097,IF(K1097=2,L1097+2*M1097,IF(K1097=3,2*L1097+M1097,L1097+M1097))),VLOOKUP(C1097,'ورودی نیروها'!M$4:Q$1048576,5,FALSE))","v":340},1566000,563760,1680000,1801500,1.5555555555555556,30,12.570053699169309,0.47058823529411764,0.33333333333333337,890873.9411764706,906278.6133333334,30600,7.8544158265427928,0.62485141388551513,"-","-","-","-","-"]
[null,{"$f":"'ورودی نیروها'!C1091","v":"BASE"},{"$f":"'ورودی نیروها'!D1091","v":12},{"$f":"'ورودی نیروها'!E1091","v":"ACIS67"},"12 - ACIS67",{"$f":"ABS('ورودی نیروها'!H1091)","v":115955.45},{"$f":"ABS('ورودی نیروها'!I1091)","v":1878638.358},{"$f":"ABS('ورودی نیروها'!J1091)","v":2652315.1310000001},{"$f":"VLOOKUP(C1098,'ورودی نیروها'!M$4:P$1000000,2,FALSE)","v":70},{"$f":"VLOOKUP(C1098,'ورودی نیروها'!M$4:P$1000000,3,FALSE)","v":45},{"$f":"VLOOKUP(C1098,'ورودی نیروها'!M$4:P$1000000,4,FALSE)","v":2},160,90,{"$f":"IF(VLOOKUP(C1098,'ورودی نیروها'!M$4:Q$1048576,5,FALSE)=0,IF(K1098=1,2*L1098+2*M1098,IF(K1098=2,L1098+2*M1098,IF(K1098=3,2*L1098+M1098,L1098+M1098))),VLOOKUP(C1098,'ورودی نیروها'!M$4:Q$1048576,5,FALSE))","v":340},1566000,563760,1680000,1801500,1.5555555555555556,30,12.570053699169309,0.47058823529411764,0.33333333333333337,884065.10964705877,884105.04366666684,30600,5.8838054237386466,0.46808116850984316,"-","-","-","-","-"]
[null,{"$f":"'ورودی نیروها'!C1092","v":"BASE"},{"$f":"'ورودی نیروها'!D1092","v":12},{"$f":"'ورودی نیروها'!E1092","v":"ACIS68"},"12 - ACIS68",{"$f":"ABS('ورودی نیروها'!H1092)","v":136707.4},{"$f":"ABS('ورودی نیروها'!I1092)","v":772833.04500000004},{"$f":"ABS('ورودی نیروها'!J1092)","v":2612485.3849999998},{"$f":"VLOOKUP(C1099,'ورودی نیروها'!M$4:P$1000000,2,FALSE)","v":70},{"$f":"VLOOKUP(C1099,'ورودی نیروها'!M$4:P$1000000,3,FALSE)","v":45},{"$f":"VLOOKUP(C1099,'ورودی نیروها'!M$4:P$1000000,4,FALSE)","v":2},160,90,{"$f":"IF(VLOOKUP(C1099,'ورودی نیروها'!M$4:Q$1048576,5,FALSE)=0,IF(K1099=1,2*L1099+2*M1099,IF(K1099=2,L1099+2*M1099,IF(K1099=3,2*L1099+M1099,L1099+M1099))),VLOOKUP(C1099,'ورودی نیروها'!M$4:Q$1048576,5,FALSE))","v":340},1566000,563760,1680000,1801500,1.5555555555555556,30,12.570053699169309,0.47058823529411764,0.33333333333333337,363686.13882352941,870828.46166666667,30600,5.6310204598615634,0.4479710743187747,"-","-","-","-","-"]
[null,{"$f":"'ورودی نیروها'!C1093","v":"BASE"},{"$f":"'ورودی نیروها'!D1093","v":12},{"$f":"'ورودی نیروها'!E1093","v":"ACIS69"},{"$f":"CONCATENATE(C1100,\" - \",D1100)","v":"12 - ACIS69"},{"$f":"ABS('ورودی نیروها'!H1093)","v":118710.61},{"$f":"ABS('ورودی نیروها'!I1093)","v":834348.21699999995},{"$f":"ABS('ورودی نیروها'!J1093)","v":2326190.4730000002},{"$f":"VLOOKUP(C1100,'ورودی نیروها'!M$4:P$1000000,2,FALSE)","v":70},{"$f":"VLOOKUP(C1100,'ورودی نیروها'!M$4:P$1000000,3,FALSE)","v":45},{"$f":"VLOOKUP(C1100,'ورودی نیروها'!M$4:P$1000000,4,FALSE)","v":2},{"$f":"IF(OR(K1100=1,K1100=2),I1100+$C$6,I1100+($C$6/2))","v":160},{"$f":"IF(OR(K1100=1,K1100=3),J1100+$C$6,J1100+($C$6/2))","v":90},{"$f":"IF(VLOOKUP(C1100,'ورودی نیروها'!M$4:Q$1048576,5,FALSE)=0,IF(K1100=1,2*L1100+2*M1100,IF(K1100=2,L1100+2*M1100,IF(K1100=3,2*L1100+M1100,L1100+M1100))),VLOOKUP(C1100,'ورودی نیروها'!M$4:Q$1048576,5,FALSE))","v":340},{"$f":"IF(K1100=1,(L1100*$C$6*(L1100+3*M1100)+$C$6^3)/3,IF(K1100=2,(2*M1100^2*$C$6*(M1100+2*L1100)+$C$6^3*(2*M1100+L1100))/(6*M1100),IF(K1100=3,M1100*$C$6*(M1100+6*L1100)/6,($C$6*(L1100+4*M1100)+$C$6^3*(L1100+M1100))/(6*L1100))))","v":1566000},{"$f":"IF(K1100=1,(L1100*$C$6*(L1100+3*M1100)+$C$6^3)/3,IF(K1100=2,(2*M1100^2*$C$6*(M1100+2*L1100)+$C$6^3*(2*M1100+L1100))/(6*(L1100+M1100)),IF(K1100=3,(M1100*$C$6*(M1100+6*L1100)+$C$6^3)/6,(L1100^2*$C$6*(L1100+4*M1100)+$C$6^3*(L1100+M1100))/(6*(L1100+2*M1100)))))","v":563760},{"$f":"IF(K1100=1,(M1100*$C$6*(M1100+3*L1100)+$C$6^3)/3,IF(K1100=2,L1100*$C$6*(L1100+6*M1100)/6,IF(K1100=3,(2*L1100^2*$C$6*(L1100+2*M1100)+$C$6^3*(2*L1100+M1100))/(6*L1100),($C$6*(M1100+4*L1100)+$C$6^3*(M1100+L1100))/(6*M1100))))","v":1680000},{"$f":"IF(K1100=1,(M1100*$C$6*(M1100+3*L1100)+$C$6^3)/3,IF(K1100=2,(L1100*$C$6*(L1100+6*M1100)+$C$6^3)/6,IF(K1100=3,(2*L1100^2*$C$6*(L1100+2*M1100)+$C$6^3*(2*L1100+M1100))/(6*(M1100+L1100)),(M1100^2*$C$6*(M1100+4*L1100)+$C$6^3*(M1100+L1100))/(6*(M1100+2*L1100)))))","v":1801500},{"$f":"MAX(I1100:J1100)/MIN(I1100:J1100)","v":1.5555555555555556},{"$f":"IF(K1100=1,40,IF(K1100=4,20,30))","v":30},{"$f":"MIN(0.53*$C$5*(1+(2/S1100))*SQRT($C$4),0.53*$C$5*(1+((T1100*$C$6)/(2*N1100)))*SQRT($C$4),1.06*$C$5*SQRT($C$4))","v":12.570053699169309},{"$f":"1-(1/((1+(2/3)*SQRT(L1100/M1100))))","v":0.47058823529411764},{"$f":"1-(1/((1+(2/3)*SQRT(M1100/L1100))))","v":0.33333333333333337},{"$f":"V1100*G1100","v":392634.45505882351},{"$f":"W1100*H1100","v":775396.82433333353},{"$f":"N1100*$C$6","v":30600},{"$f":"(F1100/Z1100)+(X1100/MIN(O1100:P1100))+(Y1100/MIN(Q1100:R1100))","v":5.0374341739989328},{"$f":"AA1100/U1100","v":0.40074881894353653},{"$f":"IF(AB1100<=1,\"-\",F1100/$C$5)","v":"-"},{"$f":"IF(AB1100<=1,\"-\",3*U1100*N1100*$C$6/$C$5)","v":"-"},{"$f":"IF(AB1100<=1,\"-\",IF(AC1100<=AD1100,\"OK\",\"NOT OK\"))","v":"-"},{"$f":"IF(AB1100<=1,\"-\",IF(OR($C$6>=15,$C$6>=16*($C$8/10)),\"OK\",\"NOT OK\"))","v":"-"},{"$f":"IF(OR(AE1100=\"NOT OK\",AF1100=\"NOT OK\"),\"CANT USE\",IF(AB1100<=1,\"-\",(AA1100-U1100)*N1100/($C$5*$C$7)))","v":"-"}]
[null,{"$f":"'ورودی نیروها'!C1094","v":"BASE"},{"$f":"'ورودی نیروها'!D1094","v":12},{"$f":"'ورودی نیروها'!E1094","v":"ACIS70"},"12 - ACIS70",{"$f":"ABS('ورودی نیروها'!H1094)","v":59183.39},{"$f":"ABS('ورودی نیروها'!I1094)","v":819879.45},{"$f":"ABS('ورودی نیروها'!J1094)","v":2392711.182},{"$f":"VLOOKUP(C1101,'ورودی نیروها'!M$4:P$1000000,2,FALSE)","v":70},{"$f":"VLOOKUP(C1101,'ورودی نیروها'!M$4:P$1000000,3,FALSE)","v":45},{"$f":"VLOOKUP(C1101,'ورودی نیروها'!M$4:P$1000000,4,FALSE)","v":2},160,90,{"$f":"IF(VLOOKUP(C1101,'ورودی نیروها'!M$4:Q$1048576,5,FALSE)=0,IF(K1101=1,2*L1101+2*M1101,IF(K1101=2,L1101+2*M1101,IF(K1101=3,2*L1101+M1101,L1101+M1101))),VLOOKUP(C1101,'ورودی نیروها'!M$4:Q$1048576,5,FALSE))","v":340},1566000,563760,1680000,1801500,1.5555555555555556,30,12.570053699169309,0.47058823529411764,0.33333333333333337,385825.62352941174,797570.39400000009,30600,3.0932212047382044,0.24607859908686147,"-","-","-","-","-"]
[null,{"$f":"'ورودی نیروها'!C1095","v":"BASE"},{"$f":"'ورودی نیروها'!D1095","v":12},{"$f":"'ورودی نیروها'!E1095","v":"ACIS71"},"12 - ACIS71",{"$f":"ABS('ورودی نیروها'!H1095)","v":139462.56},{"$f":"ABS('ورودی نیروها'!I1095)","v":1817123.1869999999},{"$f":"ABS('ورودی نیروها'!J1095)","v":2366020.219},{"$f":"VLOOKUP(C1102,'ورودی نیروها'!M$4:P$1000000,2,FALSE)","v":70},{"$f":"VLOOKUP(C1102,'ورودی نیروها'!M$4:P$1000000,3,FALSE)","v":45},{"$f":"VLOOKUP(C1102,'ورودی نیروها'!M$4:P$1000000,4,FALSE)","v":2},160,90,{"$f":"IF(VLOOKUP(C1102,'ورودی نیروها'!M$4:Q$1048576,5,FALSE)=0,IF(K1102=1,2*L1102+2*M1102,IF(K1102=2,L1102+2*M1102,IF(K1102=3,2*L1102+M1102,L1102+M1102))),VLOOKUP(C1102,'ورودی نیروها'!M$4:Q$1048576,5,FALSE))","v":340},1566000,563760,1680000,1801500,1.5555555555555556,30,12.570053699169309,0.47058823529411764,0.33333333333333337,855116.79388235288,788673.40633333346,30600,6.5438584353659781,0.52059112808710029,"-","-","-","-","-"]
[null,{"$f":"'ورودی نیروها'!C1096","v":"BASE"},{"$f":"'ورودی نیروها'!D1096","v":12},{"$f":"'ورودی نیروها'!E1096","v":"ACIS72"},"12 - ACIS72",{"$f":"ABS('ورودی نیروها'!H1096)","v":79935.34},{"$f":"ABS('ورودی نیروها'!I1096)","v":1831591.953},{"$f":"ABS('ورودی نیروها'!J1096)","v":2432540.9279999998},{"$f":"VLOOKUP(C1103,'ورودی نیروها'!M$4:P$1000000,2,FALSE)","v":70},{"$f":"VLOOKUP(C1103,'ورودی نیروها'!M$4:P$1000000,3,FALSE)","v":45},{"$f":"VLOOKUP(C1103,'ورودی نیروها'!M$4:P$1000000,4,FALSE)","v":2},160,90,{"$f":"IF(VLOOKUP(C1103,'ورودی نیروها'!M$4:Q$1048576,5,FALSE)=0,IF(K1103=1,2*L1103+2*M1103,IF(K1103=2,L1103+2*M1103,IF(K1103=3,2*L1103+M1103,L1103+M1103))),VLOOKUP(C1103,'ورودی نیروها'!M$4:Q$1048576,5,FALSE))","v":340},1566000,563760,1680000,1801500,1.5555555555555556,30,12.570053699169309,0.47058823529411764,0.33333333333333337,861925.6249411765,810846.97600000002,30600,4.6238005366817987,0.36784254445845066,"-","-","-","-","-"]
[null,{"$f":"'ورودی نیروها'!C1097","v":"BASE"},{"$f":"'ورودی نیروها'!D1097","v":12},{"$f":"'ورودی نیروها'!E1097","v":"ACIS73"},"12 - ACIS73",{"$f":"ABS('ورودی نیروها'!H1097)","v":132033.94},{"$f":"ABS('ورودی نیروها'!I1097)","v":4496839.8150000004},{"$f":"ABS('ورودی نیروها'!J1097)","v":986859.77599999995},{"$f":"VLOOKUP(C1104,'ورودی نیروها'!M$4:P$1000000,2,FALSE)","v":70},{"$f":"VLOOKUP(C1104,'ورودی نیروها'!M$4:P$1000000,3,FALSE)","v":45},{"$f":"VLOOKUP(C1104,'ورودی نیروها'!M$4:P$1000000,4,FALSE)","v":2},160,90,{"$f":"IF(VLOOKUP(C1104,'ورودی نیروها'!M$4:Q$1048576,5,FALSE)=0,IF(K1104=1,2*L1104+2*M1104,IF(K1104=2,L1104+2*M1104,IF(K1104=3,2*L1104+M1104,L1104+M1104))),VLOOKUP(C1104,'ورودی نیروها'!M$4:Q$1048576,5,FALSE))","v":340},1566000,563760,1680000,1801500,1.5555555555555556,30,12.570053699169309,0.47058823529411764,0.33333333333333337,2116159.9129411764,328953.25866666669,30600,8.2642940343875999,0.65745892835237019,"-","-","-","-","-"]
[null,{"$f":"'ورودی نیروها'!C1098","v":"BASE"},{"$f":"'ورودی نیروها'!D1098","v":12},{"$f":"'ورودی نیروها'!E1098","v":"ACIS74"},"12 - ACIS74",{"$f":"ABS('ورودی نیروها'!H1098)","v":72506.720000000001},{"$f":"ABS('ورودی نیروها'!I1098)","v":4482371.0480000004},{"$f":"ABS('ورودی نیروها'!J1098)","v":920339.06700000004},{"$f":"VLOOKUP(C1105,'ورودی نیروها'!M$4:P$1000000,2,FALSE)","v":70},{"$f":"VLOOKUP(C1105,'ورودی نیروها'!M$4:P$1000000,3,FALSE)","v":45},{"$f":"VLOOKUP(C1105,'ورودی نیروها'!M$4:P$1000000,4,FALSE)","v":2},160,90,{"$f":"IF(VLOOKUP(C1105,'ورودی نیروها'!M$4:Q$1048576,5,FALSE)=0,IF(K1105=1,2*L1105+2*M1105,IF(K1105=2,L1105+2*M1105,IF(K1105=3,2*L1105+M1105,L1105+M1105))),VLOOKUP(C1105,'ورودی نیروها'!M$4:Q$1048576,5,FALSE))","v":340},1566000,563760,1680000,1801500,1.5555555555555556,30,12.570053699169309,0.47058823529411764,0.33333333333333337,2109351.081411765,306779.68900000007,30600,6.2936839583808384,0.5006887089747879,"-","-","-","-","-"]
[null,{"$f":"'ورودی نیروها'!C1099","v":"BASE"},{"$f":"'ورودی نیروها'!D1099","v":12},{"$f":"'ورودی نیروها'!E1099","v":"ACIS75"},"12 - ACIS75",{"$f":"ABS('ورودی نیروها'!H1099)","v":113738.13},{"$f":"ABS('ورودی نیروها'!I1099)","v":4417382.1349999998},{"$f":"ABS('ورودی نیروها'!J1099)","v":501278.33600000001},{"$f":"VLOOKUP(C1106,'ورودی نیروها'!M$4:P$1000000,2,FALSE)","v":70},{"$f":"VLOOKUP(C1106,'ورودی نیروها'!M$4:P$1000000,3,FALSE)","v":45},{"$f":"VLOOKUP(C1106,'ورودی نیروها'!M$4:P$1000000,4,FALSE)","v":2},160,90,{"$f":"IF(VLOOKUP(C1106,'ورودی نیروها'!M$4:Q$1048576,5,FALSE)=0,IF(K1106=1,2*L1106+2*M1106,IF(K1106=2,L1106+2*M1106,IF(K1106=3,2*L1106+M1106,L1106+M1106))),VLOOKUP(C1106,'ورودی نیروها'!M$4:Q$1048576,5,FALSE))","v":340},1566000,563760,1680000,1801500,1.5555555555555556,30,12.570053699169309,0.47058823529411764,0.33333333333333337,2078768.0635294116,167092.77866666668,30600,7.5037203938993056,0.59695213508874578,"-","-","-","-","-"]
[null,{"$f":"'ورودی نیروها'!C1100","v":"BASE"},{"$f":"'ورودی نیروها'!D1100","v":12},{"$f":"'ورودی نیروها'!E1100","v":"ACIS76"},"12 - ACIS76",{"$f":"ABS('ورودی نیروها'!H1100)","v":54210.91},{"$f":"ABS('ورودی نیروها'!I1100)","v":4402913.3689999999},{"$f":"ABS('ورودی نیروها'!J1100)","v":567799.04500000004},{"$f":"VLOOKUP(C1107,'ورودی نیروها'!M$4:P$1000000,2,FALSE)","v":70},{"$f":"VLOOKUP(C1107,'ورودی نیروها'!M$4:P$1000000,3,FALSE)","v":45},{"$f":"VLOOKUP(C1107,'ورودی نیروها'!M$4:P$1000000,4,FALSE)","v":2},160,90,{"$f":"IF(VLOOKUP(C1107,'ورودی نیروها'!M$4:Q$1048576,5,FALSE)=0,IF(K1107=1,2*L1107+2*M1107,IF(K1107=2,L1107+2*M1107,IF(K1107=3,2*L1107+M1107,L1107+M1107))),VLOOKUP(C1107,'ورودی نیروها'!M$4:Q$1048576,5,FALSE))","v":340},1566000,563760,1680000,1801500,1.5555555555555556,30,12.570053699169309,0.47058823529411764,0.33333333333333337,2071959.2324705883,189266.34833333336,30600,5.5595074254733081,0.44228191529847705,"-","-","-","-","-"]
[null,{"$f":"'ورودی نیروها'!C1101","v":"BASE"},{"$f":"'ورودی نیروها'!D1101","v":12},{"$f":"'ورودی نیروها'!E1101","v":"ACIS78"},"12 - ACIS78",{"$f":"ABS('ورودی نیروها'!H1101)","v":201207.1},{"$f":"ABS('ورودی نیروها'!I1101)","v":4341398.2},{"$f":"ABS('ورودی نیروها'!J1101)","v":854093.95700000005},{"$f":"VLOOKUP(C1108,'ورودی نیروها'!M$4:P$1000000,2,FALSE)","v":70},{"$f":"VLOOKUP(C1108,'ورودی نیروها'!M$4:P$1000000,3,FALSE)","v":45},{"$f":"VLOOKUP(C1108,'ورودی نیروها'!M$4:P$1000000,4,FALSE)","v":2},160,90,{"$f":"IF(VLOOKUP(C1108,'ورودی نیروها'!M$4:Q$1048576,5,FALSE)=0,IF(K1108=1,2*L1108+2*M1108,IF(K1108=2,L1108+2*M1108,IF(K1108=3,2*L1108+M1108,L1108+M1108))),VLOOKUP(C1108,'ورودی نیروها'!M$4:Q$1048576,5,FALSE))","v":340},1566000,563760,1680000,1801500,1.5555555555555556,30,12.570053699169309,0.47058823529411764,0.33333333333333337,2043010.9176470588,284697.9856666667,30600,10.368760380506799,0.82487797018655684,"-","-","-","-","-"]
[null,{"$f":"'ورودی نیروها'!C1102","v":"BASE"},{"$f":"'ورودی نیروها'!D1102","v":12},{"$f":"'ورودی نیروها'!E1102","v":"ACIS79"},"12 - ACIS79",{"$f":"ABS('ورودی نیروها'!H1102)","v":182911.29},{"$f":"ABS('ورودی نیروها'!I1102)","v":4420855.88},{"$f":"ABS('ورودی نیروها'!J1102)","v":634044.15500000003},{"$f":"VLOOKUP(C1109,'ورودی نیروها'!M$4:P$1000000,2,FALSE)","v":70},{"$f":"VLOOKUP(C1109,'ورودی نیروها'!M$4:P$1000000,3,FALSE)","v":45},{"$f":"VLOOKUP(C1109,'ورودی نیروها'!M$4:P$1000000,4,FALSE)","v":2},160,90,{"$f":"IF(VLOOKUP(C1109,'ورودی نیروها'!M$4:Q$1048576,5,FALSE)=0,IF(K1109=1,2*L1109+2*M1109,IF(K1109=2,L1109+2*M1109,IF(K1109=3,2*L1109+M1109,L1109+M1109))),VLOOKUP(C1109,'ورودی نیروها'!M$4:Q$1048576,5,FALSE))","v":340},1566000,563760,1680000,1801500,1.5555555555555556,30,12.570053699169309,0.47058823529411764,0.33333333333333337,2080402.7670588235,211348.0516666667,30600,9.7935232470221703,0.77911546612321747,"-","-","-","-","-"]
[null,{"$f":"'ورودی نیروها'!C1103","v":"BASE"},{"$f":"'ورودی نیروها'!D1103","v":12},{"$f":"'ورودی نیروها'!E1103","v":"ACIS80"},"12 - ACIS80",{"$f":"ABS('ورودی نیروها'!H1103)","v":123384.07},{"$f":"ABS('ورودی نیروها'!I1103)","v":4435324.6399999997},{"$f":"ABS('ورودی نیروها'!J1103)","v":700564.86399999994},{"$f":"VLOOKUP(C1110,'ورودی نیروها'!M$4:P$1000000,2,FALSE)","v":70},{"$f":"VLOOKUP(C1110,'ورودی نیروها'!M$4:P$1000000,3,FALSE)","v":45},{"$f":"VLOOKUP(C1110,'ورودی نیروها'!M$4:P$1000000,4,FALSE)","v":2},160,90,{"$f":"IF(VLOOKUP(C1110,'ورودی نیروها'!M$4:Q$1048576,5,FALSE)=0,IF(K1110=1,2*L1110+2*M1110,IF(K1110=2,L1110+2*M1110,IF(K1110=3,2*L1110+M1110,L1110+M1110))),VLOOKUP(C1110,'ورودی نیروها'!M$4:Q$1048576,5,FALSE))","v":340},1566000,563760,1680000,1801500,1.5555555555555556,30,12.570053699169309,0.47058823529411764,0.33333333333333337,2087211.5952941175,233521.62133333334,30600,7.8734653433296007,0.62636688209612967,"-","-","-","-","-"]
[null,{"$f":"'ورودی نیروها'!C1104","v":"BASE"},{"$f":"'ورودی نیروها'!D1104","v":12},{"$f":"'ورودی نیروها'!E1104","v":"ACIS81"},"12 - ACIS81",{"$f":"ABS('ورودی نیروها'!H1104)","v":129572.54},{"$f":"ABS('ورودی نیروها'!I1104)","v":4958355.835},{"$f":"ABS('ورودی نیروها'!J1104)","v":1036020.964},{"$f":"VLOOKUP(C1111,'ورودی نیروها'!M$4:P$1000000,2,FALSE)","v":70},{"$f":"VLOOKUP(C1111,'ورودی نیروها'!M$4:P$1000000,3,FALSE)","v":45},{"$f":"VLOOKUP(C1111,'ورودی نیروها'!M$4:P$1000000,4,FALSE)","v":2},160,90,{"$f":"IF(VLOOKUP(C1111,'ورودی نیروها'!M$4:Q$1048576,5,FALSE)=0,IF(K1111=1,2*L1111+2*M1111,IF(K1111=2,L1111+2*M1111,IF(K1111=3,2*L1111+M1111,L1111+M1111))),VLOOKUP(C1111,'ورودی نیروها'!M$4:Q$1048576,5,FALSE))","v":340},1566000,563760,1680000,1801500,1.5555555555555556,30,12.570053699169309,0.47058823529411764,0.33333333333333337,2333343.9223529412,345340.32133333338,30600,8.578852293481523,0.68248334484429896,"-","-","-","-","-"]
[null,{"$f":"'ورودی نیروها'!C1105","v":"BASE"},{"$f":"'ورودی نیروها'!D1105","v":12},{"$f":"'ورودی نیروها'!E1105","v":"ACIS82"},"12 - ACIS82",{"$f":"ABS('ورودی نیروها'!H1105)","v":70045.320000000007},{"$f":"ABS('ورودی نیروها'!I1105)","v":4943887.068},{"$f":"ABS('ورودی نیروها'!J1105)","v":969500.255},{"$f":"VLOOKUP(C1112,'ورودی نیروها'!M$4:P$1000000,2,FALSE)","v":70},{"$f":"VLOOKUP(C1112,'ورودی نیروها'!M$4:P$1000000,3,FALSE)","v":45},{"$f":"VLOOKUP(C1112,'ورودی نیروها'!M$4:P$1000000,4,FALSE)","v":2},160,90,{"$f":"IF(VLOOKUP(C1112,'ورودی نیروها'!M$4:Q$1048576,5,FALSE)=0,IF(K1112=1,2*L1112+2*M1112,IF(K1112=2,L1112+2*M1112,IF(K1112=3,2*L1112+M1112,L1112+M1112))),VLOOKUP(C1112,'ورودی نیروها'!M$4:Q$1048576,5,FALSE))","v":340},1566000,563760,1680000,1801500,1.5555555555555556,30,12.570053699169309,0.47058823529411764,0.33333333333333337,2326535.0908235293,323166.75166666671,30600,6.6082422174747624,0.52571312546671678,"-","-","-","-","-"]
[null,{"$f":"'ورودی نیروها'!C1106","v":"BASE"},{"$f":"'ورودی نیروها'!D1106","v":12},{"$f":"'ورودی نیروها'!E1106","v":"ACIS83"},"12 - ACIS83",{"$f":"ABS('ورودی نیروها'!H1106)","v":111276.73},{"$f":"ABS('ورودی نیروها'!I1106)","v":4878898.1560000004},{"$f":"ABS('ورودی نیروها'!J1106)","v":452117.14899999998},{"$f":"VLOOKUP(C1113,'ورودی نیروها'!M$4:P$1000000,2,FALSE)","v":70},{"$f":"VLOOKUP(C1113,'ورودی نیروها'!M$4:P$1000000,3,FALSE)","v":45},{"$f":"VLOOKUP(C1113,'ورودی نیروها'!M$4:P$1000000,4,FALSE)","v":2},160,90,{"$f":"IF(VLOOKUP(C1113,'ورودی نیروها'!M$4:Q$1048576,5,FALSE)=0,IF(K1113=1,2*L1113+2*M1113,IF(K1113=2,L1113+2*M1113,IF(K1113=3,2*L1113+M1113,L1113+M1113))),VLOOKUP(C1113,'ورودی نیروها'!M$4:Q$1048576,5,FALSE))","v":340},1566000,563760,1680000,1801500,1.5555555555555556,30,12.570053699169309,0.47058823529411764,0.33333333333333337,2295952.073411765,150705.71633333334,30600,7.7987702460898634,0.62042457675461204,"-","-","-","-","-"]
[null,{"$f":"'ورودی نیروها'!C1107","v":"BASE"},{"$f":"'ورودی نیروها'!D1107","v":12},{"$f":"'ورودی نیروها'!E1107","v":"ACIS84"},"12 - ACIS84",{"$f":"ABS('ورودی نیروها'!H1107)","v":51749.51},{"$f":"ABS('ورودی نیروها'!I1107)","v":4864429.3890000004},{"$f":"ABS('ورودی نیروها'!J1107)","v":518637.85800000001},{"$f":"VLOOKUP(C1114,'ورودی نیروها'!M$4:P$1000000,2,FALSE)","v":70},{"$f":"VLOOKUP(C1114,'ورودی نیروها'!M$4:P$1000000,3,FALSE)","v":45},{"$f":"VLOOKUP(C1114,'ورودی نیروها'!M$4:P$1000000,4,FALSE)","v":2},160,90,{"$f":"IF(VLOOKUP(C1114,'ورودی نیروها'!M$4:Q$1048576,5,FALSE)=0,IF(K1114=1,2*L1114+2*M1114,IF(K1114=2,L1114+2*M1114,IF(K1114=3,2*L1114+M1114,L1114+M1114))),VLOOKUP(C1114,'ورودی نیروها'!M$4:Q$1048576,5,FALSE))","v":340},1566000,563760,1680000,1801500,1.5555555555555556,30,12.570053699169309,0.47058823529411764,0.33333333333333337,2289143.2418823531,172879.28600000002,30600,5.8545572768291345,0.46575435689793693,"-","-","-","-","-"]
[null,{"$f":"'ورودی نیروها'!C1108","v":"BASE"},{"$f":"'ورودی نیروها'!D1108","v":12},{"$f":"'ورودی نیروها'!E1108","v":"ACIS85"},"12 - ACIS85",{"$f":"ABS('ورودی نیروها'!H1108)","v":203668.5},{"$f":"ABS('ورودی نیروها'!I1108)","v":4802914.22},{"$f":"ABS('ورودی نیروها'!J1108)","v":804932.77},{"$f":"VLOOKUP(C1115,'ورودی نیروها'!M$4:P$1000000,2,FALSE)","v":70},{"$f":"VLOOKUP(C1115,'ورودی نیروها'!M$4:P$1000000,3,FALSE)","v":45},{"$f":"VLOOKUP(C1115,'ورودی نیروها'!M$4:P$1000000,4,FALSE)","v":2},160,90,{"$f":"IF(VLOOKUP(C1115,'ورودی نیروها'!M$4:Q$1048576,5,FALSE)=0,IF(K1115=1,2*L1115+2*M1115,IF(K1115=2,L1115+2*M1115,IF(K1115=3,2*L1115+M1115,L1115+M1115))),VLOOKUP(C1115,'ورودی نیروها'!M$4:Q$1048576,5,FALSE))","v":340},1566000,563760,1680000,1801500,1.5555555555555556,30,12.570053699169309,0.47058823529411764,0.33333333333333337,2260194.9270588234,268310.9233333334,30600,10.824686048856091,0.86114875146248893,"-","-","-","-","-"]
[null,{"$f":"'ورودی نیروها'!C1109","v":"BASE"},{"$f":"'ورودی نیروها'!D1109","v":12},{"$f":"'ورودی نیروها'!E1109","v":"ACIS86"},"12 - ACIS86",{"$f":"ABS('ورودی نیروها'!H1109)","v":144141.28},{"$f":"ABS('ورودی نیروها'!I1109)","v":4817382.9800000004},{"$f":"ABS('ورودی نیروها'!J1109)","v":738412.06099999999},{"$f":"VLOOKUP(C1116,'ورودی نیروها'!M$4:P$1000000,2,FALSE)","v":70},{"$f":"VLOOKUP(C1116,'ورودی نیروها'!M$4:P$1000000,3,FALSE)","v":45},{"$f":"VLOOKUP(C1116,'ورودی نیروها'!M$4:P$1000000,4,FALSE)","v":2},160,90,{"$f":"IF(VLOOKUP(C1116,'ورودی نیروها'!M$4:Q$1048576,5,FALSE)=0,IF(K1116=1,2*L1116+2*M1116,IF(K1116=2,L1116+2*M1116,IF(K1116=3,2*L1116+M1116,L1116+M1116))),VLOOKUP(C1116,'ورودی نیروها'!M$4:Q$1048576,5,FALSE))","v":340},1566000,563760,1680000,1801500,1.5555555555555556,30,12.570053699169309,0.47058823529411764,0.33333333333333337,2267003.7552941176,246137.35366666669,30600,8.8782310384174892,0.70630016791449401,"-","-","-","-","-"]
[null,{"$f":"'ورودی نیروها'!C1110","v":"BASE"},{"$f":"'ورودی نیروها'!D1110","v":12},{"$f":"'ورودی نیروها'!E1110","v":"ACIS87"},"12 - ACIS87",{"$f":"ABS('ورودی نیروها'!H1110)","v":185372.69},{"$f":"ABS('ورودی نیروها'!I1110)","v":4882371.9000000004},{"$f":"ABS('ورودی نیروها'!J1110)","v":683205.34299999999},{"$f":"VLOOKUP(C1117,'ورودی نیروها'!M$4:P$1000000,2,FALSE)","v":70},{"$f":"VLOOKUP(C1117,'ورودی نیروها'!M$4:P$1000000,3,FALSE)","v":45},{"$f":"VLOOKUP(C1117,'ورودی نیروها'!M$4:P$1000000,4,FALSE)","v":2},160,90,{"$f":"IF(VLOOKUP(C1117,'ورودی نیروها'!M$4:Q$1048576,5,FALSE)=0,IF(K1117=1,2*L1117+2*M1117,IF(K1117=2,L1117+2*M1117,IF(K1117=3,2*L1117+M1117,L1117+M1117))),VLOOKUP(C1117,'ورودی نیروها'!M$4:Q$1048576,5,FALSE))","v":340},1566000,563760,1680000,1801500,1.5555555555555556,30,12.570053699169309,0.47058823529411764,0.33333333333333337,2297586.7764705885,227735.11433333336,30600,10.268957323109559,0.81693822229161861,"-","-","-","-","-"]
[null,{"$f":"'ورودی نیروها'!C1111","v":"BASE"},{"$f":"'ورودی نیروها'!D1111","v":12},{"$f":"'ورودی نیروها'!E1111","v":"ACIS88"},"12 - ACIS88",{"$f":"ABS('ورودی نیروها'!H1111)","v":125845.47},{"$f":"ABS('ورودی نیروها'!I1111)","v":4896840.66},{"$f":"ABS('ورودی نیروها'!J1111)","v":749726.05200000003},{"$f":"VLOOKUP(C1118,'ورودی نیروها'!M$4:P$1000000,2,FALSE)","v":70},{"$f":"VLOOKUP(C1118,'ورودی نیروها'!M$4:P$1000000,3,FALSE)","v":45},{"$f":"VLOOKUP(C1118,'ورودی نیروها'!M$4:P$1000000,4,FALSE)","v":2},160,90,{"$f":"IF(VLOOKUP(C1118,'ورودی نیروها'!M$4:Q$1048576,5,FALSE)=0,IF(K1118=1,2*L1118+2*M1118,IF(K1118=2,L1118+2*M1118,IF(K1118=3,2*L1118+M1118,L1118+M1118))),VLOOKUP(C1118,'ورودی نیروها'!M$4:Q$1048576,5,FALSE))","v":340},1566000,563760,1680000,1801500,1.5555555555555556,30,12.570053699169309,0.47058823529411764,0.33333333333333337,2304395.6047058823,249908.68400000004,30600,8.3488994194169894,0.6641896382645307,"-","-","-","-","-"]
[null,{"$f":"'ورودی نیروها'!C1112","v":"BASE"},{"$f":"'ورودی نیروها'!D1112","v":12},{"$f":"'ورودی نیروها'!E1112","v":"ACIS89"},"12 - ACIS89",{"$f":"ABS('ورودی نیروها'!H1112)","v":134495.34},{"$f":"ABS('ورودی نیروها'!I1112)","v":4035323.7940000002},{"$f":"ABS('ورودی نیروها'!J1112)","v":937698.58900000004},{"$f":"VLOOKUP(C1119,'ورودی نیروها'!M$4:P$1000000,2,FALSE)","v":70},{"$f":"VLOOKUP(C1119,'ورودی نیروها'!M$4:P$1000000,3,FALSE)","v":45},{"$f":"VLOOKUP(C1119,'ورودی نیروها'!M$4:P$1000000,4,FALSE)","v":2},160,90,{"$f":"IF(VLOOKUP(C1119,'ورودی نیروها'!M$4:Q$1048576,5,FALSE)=0,IF(K1119=1,2*L1119+2*M1119,IF(K1119=2,L1119+2*M1119,IF(K1119=3,2*L1119+M1119,L1119+M1119))),VLOOKUP(C1119,'ورودی نیروها'!M$4:Q$1048576,5,FALSE))","v":340},1566000,563760,1680000,1801500,1.5555555555555556,30,12.570053699169309,0.47058823529411764,0.33333333333333337,1898975.9030588237,312566.19633333338,30600,7.9497357746573574,0.63243451180981947,"-","-","-","-","-"]
[null,{"$f":"'ورودی نیروها'!C1113","v":"BASE"},{"$f":"'ورودی نیروها'!D1113","v":12},{"$f":"'ورودی نیروها'!E1113","v":"ACIS90"},"12 - ACIS90",{"$f":"ABS('ورودی نیروها'!H1113)","v":74968.12},{"$f":"ABS('ورودی نیروها'!I1113)","v":4020855.0269999998},{"$f":"ABS('ورودی نیروها'!J1113)","v":871177.88},{"$f":"VLOOKUP(C1120,'ورودی نیروها'!M$4:P$1000000,2,FALSE)","v":70},{"$f":"VLOOKUP(C1120,'ورودی نیروها'!M$4:P$1000000,3,FALSE)","v":45},{"$f":"VLOOKUP(C1120,'ورودی نیروها'!M$4:P$1000000,4,FALSE)","v":2},160,90,{"$f":"IF(VLOOKUP(C1120,'ورودی نیروها'!M$4:Q$1048576,5,FALSE)=0,IF(K1120=1,2*L1120+2*M1120,IF(K1120=2,L1120+2*M1120,IF(K1120=3,2*L1120+M1120,L1120+M1120))),VLOOKUP(C1120,'ورودی نیروها'!M$4:Q$1048576,5,FALSE))","v":340},1566000,563760,1680000,1801500,1.5555555555555556,30,12.570053699169309,0.47058823529411764,0.33333333333333337,1892167.0715294117,290392.62666666671,30600,5.9791256986505967,0.47566429243223735,"-","-","-","-","-"]
[null,{"$f":"'ورودی نیروها'!C1114","v":"BASE"},{"$f":"'ورودی نیروها'!D1114","v":12},{"$f":"'ورودی نیروها'!E1114","v":"ACIS91"},"12 - ACIS91",{"$f":"ABS('ورودی نیروها'!H1114)","v":116199.53},{"$f":"ABS('ورودی نیروها'!I1114)","v":3955866.1150000002},{"$f":"ABS('ورودی نیروها'!J1114)","v":550439.52300000004},{"$f":"VLOOKUP(C1121,'ورودی نیروها'!M$4:P$1000000,2,FALSE)","v":70},{"$f":"VLOOKUP(C1121,'ورودی نیروها'!M$4:P$1000000,3,FALSE)","v":45},{"$f":"VLOOKUP(C1121,'ورودی نیروها'!M$4:P$1000000,4,FALSE)","v":2},160,90,{"$f":"IF(VLOOKUP(C1121,'ورودی نیروها'!M$4:Q$1048576,5,FALSE)=0,IF(K1121=1,2*L1121+2*M1121,IF(K1121=2,L1121+2*M1121,IF(K1121=3,2*L1121+M1121,L1121+M1121))),VLOOKUP(C1121,'ورودی نیروها'!M$4:Q$1048576,5,FALSE))","v":340},1566000,563760,1680000,1801500,1.5555555555555556,30,12.570053699169309,0.47058823529411764,0.33333333333333337,1861584.0541176472,183479.84100000004,30600,7.2086705425434783,0.57347969348928585,"-","-","-","-","-"]
[null,{"$f":"'ورودی نیروها'!C1115","v":"BASE"},{"$f":"'ورودی نیروها'!D1115","v":12},{"$f":"'ورودی نیروها'!E1115","v":"ACIS92"},"12 - ACIS92",{"$f":"ABS('ورودی نیروها'!H1115)","v":56672.31},{"$f":"ABS('ورودی نیروها'!I1115)","v":3941397.3480000002},{"$f":"ABS('ورودی نیروها'!J1115)","v":616960.23199999996},{"$f":"VLOOKUP(C1122,'ورودی نیروها'!M$4:P$1000000,2,FALSE)","v":70},{"$f":"VLOOKUP(C1122,'ورودی نیروها'!M$4:P$1000000,3,FALSE)","v":45},{"$f":"VLOOKUP(C1122,'ورودی نیروها'!M$4:P$1000000,4,FALSE)","v":2},160,90,{"$f":"IF(VLOOKUP(C1122,'ورودی نیروها'!M$4:Q$1048576,5,FALSE)=0,IF(K1122=1,2*L1122+2*M1122,IF(K1122=2,L1122+2*M1122,IF(K1122=3,2*L1122+M1122,L1122+M1122))),VLOOKUP(C1122,'ورودی نیروها'!M$4:Q$1048576,5,FALSE))","v":340},1566000,563760,1680000,1801500,1.5555555555555556,30,12.570053699169309,0.47058823529411764,0.33333333333333337,1854775.2225882353,205653.41066666666,30600,5.2644575732827485,0.41880947363261062,"-","-","-","-","-"]
[null,{"$f":"'ورودی نیروها'!C1116","v":"BASE"},{"$f":"'ورودی نیروها'!D1116","v":12},{"$f":"'ورودی نیروها'!E1116","v":"ACIS93"},"12 - ACIS93",{"$f":"ABS('ورودی نیروها'!H1116)","v":198745.7},{"$f":"ABS('ورودی نیروها'!I1116)","v":3879882.18},{"$f":"ABS('ورودی نیروها'!J1116)","v":903255.14399999997},{"$f":"VLOOKUP(C1123,'ورودی نیروها'!M$4:P$1000000,2,FALSE)","v":70},{"$f":"VLOOKUP(C1123,'ورودی نیروها'!M$4:P$1000000,3,FALSE)","v":45},{"$f":"VLOOKUP(C1123,'ورودی نیروها'!M$4:P$1000000,4,FALSE)","v":2},160,90,{"$f":"IF(VLOOKUP(C1123,'ورودی نیروها'!M$4:Q$1048576,5,FALSE)=0,IF(K1123=1,2*L1123+2*M1123,IF(K1123=2,L1123+2*M1123,IF(K1123=3,2*L1123+M1123,L1123+M1123))),VLOOKUP(C1123,'ورودی نیروها'!M$4:Q$1048576,5,FALSE))","v":340},1566000,563760,1680000,1801500,1.5555555555555556,30,12.570053699169309,0.47058823529411764,0.33333333333333337,1825826.9082352943,301085.04800000001,30600,9.9128347121575064,0.78860718891062453,"-","-","-","-","-"]
[null,{"$f":"'ورودی نیروها'!C1117","v":"BASE"},{"$f":"'ورودی نیروها'!D1117","v":12},{"$f":"'ورودی نیروها'!E1117","v":"ACIS94"},"12 - ACIS94",{"$f":"ABS('ورودی نیروها'!H1117)","v":139218.48000000001},{"$f":"ABS('ورودی نیروها'!I1117)","v":3894350.94},{"$f":"ABS('ورودی نیروها'!J1117)","v":836734.43500000006},{"$f":"VLOOKUP(C1124,'ورودی نیروها'!M$4:P$1000000,2,FALSE)","v":70},{"$f":"VLOOKUP(C1124,'ورودی نیروها'!M$4:P$1000000,3,FALSE)","v":45},{"$f":"VLOOKUP(C1124,'ورودی نیروها'!M$4:P$1000000,4,FALSE)","v":2},160,90,{"$f":"IF(VLOOKUP(C1124,'ورودی نیروها'!M$4:Q$1048576,5,FALSE)=0,IF(K1124=1,2*L1124+2*M1124,IF(K1124=2,L1124+2*M1124,IF(K1124=3,2*L1124+M1124,L1124+M1124))),VLOOKUP(C1124,'ورودی نیروها'!M$4:Q$1048576,5,FALSE))","v":340},1566000,563760,1680000,1801500,1.5555555555555556,30,12.570053699169309,0.47058823529411764,0.33333333333333337,1832635.7364705883,278911.47833333339,30600,7.9663797017189051,0.63375860536262962,"-","-","-","-","-"]
[null,{"$f":"'ورودی نیروها'!C1118","v":"BASE"},{"$f":"'ورودی نیروها'!D1118","v":12},{"$f":"'ورودی نیروها'!E1118","v":"ACIS95"},"12 - ACIS95",{"$f":"ABS('ورودی نیروها'!H1118)","v":180449.89},{"$f":"ABS('ورودی نیروها'!I1118)","v":3959339.86},{"$f":"ABS('ورودی نیروها'!J1118)","v":584882.96799999999},{"$f":"VLOOKUP(C1125,'ورودی نیروها'!M$4:P$1000000,2,FALSE)","v":70},{"$f":"VLOOKUP(C1125,'ورودی نیروها'!M$4:P$1000000,3,FALSE)","v":45},{"$f":"VLOOKUP(C1125,'ورودی نیروها'!M$4:P$1000000,4,FALSE)","v":2},160,90,{"$f":"IF(VLOOKUP(C1125,'ورودی نیروها'!M$4:Q$1048576,5,FALSE)=0,IF(K1125=1,2*L1125+2*M1125,IF(K1125=2,L1125+2*M1125,IF(K1125=3,2*L1125+M1125,L1125+M1125))),VLOOKUP(C1125,'ورودی نیروها'!M$4:Q$1048576,5,FALSE))","v":340},1566000,563760,1680000,1801500,1.5555555555555556,30,12.570053699169309,0.47058823529411764,0.33333333333333337,1863218.7576470587,194960.98933333336,30600,9.318089171133197,0.74129270997060115,"-","-","-","-","-"]
[null,{"$f":"'ورودی نیروها'!C1119","v":"BASE"},{"$f":"'ورودی نیروها'!D1119","v":12},{"$f":"'ورودی نیروها'!E1119","v":"ACIS96"},"12 - ACIS96",{"$f":"ABS('ورودی نیروها'!H1119)","v":120922.67},{"$f":"ABS('ورودی نیروها'!I1119)","v":3973808.62},{"$f":"ABS('ورودی نیروها'!J1119)","v":651403.67700000003},{"$f":"VLOOKUP(C1126,'ورودی نیروها'!M$4:P$1000000,2,FALSE)","v":70},{"$f":"VLOOKUP(C1126,'ورودی نیروها'!M$4:P$1000000,3,FALSE)","v":45},{"$f":"VLOOKUP(C1126,'ورودی نیروها'!M$4:P$1000000,4,FALSE)","v":2},160,90,{"$f":"IF(VLOOKUP(C1126,'ورودی نیروها'!M$4:Q$1048576,5,FALSE)=0,IF(K1126=1,2*L1126+2*M1126,IF(K1126=2,L1126+2*M1126,IF(K1126=3,2*L1126+M1126,L1126+M1126))),VLOOKUP(C1126,'ورودی نیروها'!M$4:Q$1048576,5,FALSE))","v":340},1566000,563760,1680000,1801500,1.5555555555555556,30,12.570053699169309,0.47058823529411764,0.33333333333333337,1870027.5858823529,217134.55900000004,30600,7.3980312674406274,0.58854412594351335,"-","-","-","-","-"]
[null,{"$f":"'ورودی نیروها'!C1120","v":"BASE"},{"$f":"'ورودی نیروها'!D1120","v":13},{"$f":"'ورودی نیروها'!E1120","v":"ACIB01"},"13 - ACIB01",{"$f":"ABS('ورودی نیروها'!H1120)","v":127121.25},{"$f":"ABS('ورودی نیروها'!I1120)","v":83658.914000000004},{"$f":"ABS('ورودی نیروها'!J1120)","v":26252.19},{"$f":"VLOOKUP(C1127,'ورودی نیروها'!M$4:P$1000000,2,FALSE)","v":60},{"$f":"VLOOKUP(C1127,'ورودی نیروها'!M$4:P$1000000,3,FALSE)","v":45},{"$f":"VLOOKUP(C1127,'ورودی نیروها'!M$4:P$1000000,4,FALSE)","v":4},105,90,{"$f":"IF(VLOOKUP(C1127,'ورودی نیروها'!M$4:Q$1048576,5,FALSE)=0,IF(K1127=1,2*L1127+2*M1127,IF(K1127=2,L1127+2*M1127,IF(K1127=3,2*L1127+M1127,L1127+M1127))),VLOOKUP(C1127,'ورودی نیروها'!M$4:Q$1048576,5,FALSE))","v":195},225709.28571428571,352953.94736842107,263335,285525,1.3333333333333333,20,12.570053699169309,0.41863246886335237,0.38165241513967074,35022.337710246873,10019.211716205513,17550,7.4365891598914011,0.59161156649496638,"-","-","-","-","-"]
[null,{"$f":"'ورودی نیروها'!C1121","v":"BASE"},{"$f":"'ورودی نیروها'!D1121","v":13},{"$f":"'ورودی نیروها'!E1121","v":"ACIB02"},"13 - ACIB02",{"$f":"ABS('ورودی نیروها'!H1121)","v":138373.64000000001},{"$f":"ABS('ورودی نیروها'!I1121)","v":80119.490000000005},{"$f":"ABS('ورودی نیروها'!J1121)","v":30857.572},{"$f":"VLOOKUP(C1128,'ورودی نیروها'!M$4:P$1000000,2,FALSE)","v":60},{"$f":"VLOOKUP(C1128,'ورودی نیروها'!M$4:P$1000000,3,FALSE)","v":45},{"$f":"VLOOKUP(C1128,'ورودی نیروها'!M$4:P$1000000,4,FALSE)","v":4},105,90,{"$f":"IF(VLOOKUP(C1128,'ورودی نیروها'!M$4:Q$1048576,5,FALSE)=0,IF(K1128=1,2*L1128+2*M1128,IF(K1128=2,L1128+2*M1128,IF(K1128=3,2*L1128+M1128,L1128+M1128))),VLOOKUP(C1128,'ورودی نیروها'!M$4:Q$1048576,5,FALSE))","v":195},225709.28571428571,352953.94736842107,263335,285525,1.3333333333333333,20,12.570053699169309,0.41863246886335237,0.38165241513967074,33540.619902772676,11776.866879146281,17550,8.0778608628824777,0.64262739493438303,"-","-","-","-","-"]
[null,{"$f":"'ورودی نیروها'!C1122","v":"BASE"},{"$f":"'ورودی نیروها'!D1122","v":13},{"$f":"'ورودی نیروها'!E1122","v":"ACIS01"},"13 - ACIS01",{"$f":"ABS('ورودی نیروها'!H1122)","v":98651.9},{"$f":"ABS('ورودی نیروها'!I1122)","v":536255.55500000005},{"$f":"ABS('ورودی نیروها'!J1122)","v":1988804.88},{"$f":"VLOOKUP(C1129,'ورودی نیروها'!M$4:P$1000000,2,FALSE)","v":60},{"$f":"VLOOKUP(C1129,'ورودی نیروها'!M$4:P$1000000,3,FALSE)","v":45},{"$f":"VLOOKUP(C1129,'ورودی نیروها'!M$4:P$1000000,4,FALSE)","v":4},105,90,{"$f":"IF(VLOOKUP(C1129,'ورودی نیروها'!M$4:Q$1048576,5,FALSE)=0,IF(K1129=1,2*L1129+2*M1129,IF(K1129=2,L1129+2*M1129,IF(K1129=3,2*L1129+M1129,L1129+M1129))),VLOOKUP(C1129,'ورودی نیروها'!M$4:Q$1048576,5,FALSE))","v":195},225709.28571428571,352953.94736842107,263335,285525,1.3333333333333333,20,12.570053699169309,0.41863246886335237,0.38165241513967074,224493.98693133728,759032.18569356296,17550,9.4981889910413333,0.75562039895414457,"-","-","-","-","-"]
[null,{"$f":"'ورودی نیروها'!C1123","v":"BASE"},{"$f":"'ورودی نیروها'!D1123","v":13},{"$f":"'ورودی نیروها'!E1123","v":"ACIS02"},"13 - ACIS02",{"$f":"ABS('ورودی نیروها'!H1123)","v":60532.99},{"$f":"ABS('ورودی نیروها'!I1123)","v":561217.60400000005},{"$f":"ABS('ورودی نیروها'!J1123)","v":1981103.8119999999},{"$f":"VLOOKUP(C1130,'ورودی نیروها'!M$4:P$1000000,2,FALSE)","v":60},{"$f":"VLOOKUP(C1130,'ورودی نیروها'!M$4:P$1000000,3,FALSE)","v":45},{"$f":"VLOOKUP(C1130,'ورودی نیروها'!M$4:P$1000000,4,FALSE)","v":4},105,90,{"$f":"IF(VLOOKUP(C1130,'ورودی نیروها'!M$4:Q$1048576,5,FALSE)=0,IF(K1130=1,2*L1130+2*M1130,IF(K1130=2,L1130+2*M1130,IF(K1130=3,2*L1130+M1130,L1130+M1130))),VLOOKUP(C1130,'ورودی نیروها'!M$4:Q$1048576,5,FALSE))","v":195},225709.28571428571,352953.94736842107,263335,285525,1.3333333333333333,20,12.570053699169309,0.41863246886335237,0.38165241513967074,234943.91113209524,756093.05449220818,17550,7.3613082982645448,0.5856226611626183,"-","-","-","-","-"]
[null,{"$f":"'ورودی نیروها'!C1124","v":"BASE"},{"$f":"'ورودی نیروها'!D1124","v":13},{"$f":"'ورودی نیروها'!E1124","v":"ACIS03"},"13 - ACIS03",{"$f":"ABS('ورودی نیروها'!H1124)","v":135219.87},{"$f":"ABS('ورودی نیروها'!I1124)","v":865819.90300000005},{"$f":"ABS('ورودی نیروها'!J1124)","v":1964819.3729999999},{"$f":"VLOOKUP(C1131,'ورودی نیروها'!M$4:P$1000000,2,FALSE)","v":60},{"$f":"VLOOKUP(C1131,'ورودی نیروها'!M$4:P$1000000,3,FALSE)","v":45},{"$f":"VLOOKUP(C1131,'ورودی نیروها'!M$4:P$1000000,4,FALSE)","v":4},105,90,{"$f":"IF(VLOOKUP(C1131,'ورودی نیروها'!M$4:Q$1048576,5,FALSE)=0,IF(K1131=1,2*L1131+2*M1131,IF(K1131=2,L1131+2*M1131,IF(K1131=3,2*L1131+M1131,L1131+M1131))),VLOOKUP(C1131,'ورودی نیروها'!M$4:Q$1048576,5,FALSE))","v":195},225709.28571428571,352953.94736842107,263335,285525,1.3333333333333333,20,12.570053699169309,0.41863246886335237,0.38165241513967074,362460.32358391827,749878.0590186636,17550,12.158328523089944,0.96724555153598324,"-","-","-","-","-"]
[null,{"$f":"'ورودی نیروها'!C1125","v":"BASE"},{"$f":"'ورودی نیروها'!D1125","v":13},{"$f":"'ورودی نیروها'!E1125","v":"ACIS04"},"13 - ACIS04",{"$f":"ABS('ورودی نیروها'!H1125)","v":97100.96},{"$f":"ABS('ورودی نیروها'!I1125)","v":840857.85400000005},{"$f":"ABS('ورودی نیروها'!J1125)","v":1957118.3049999999},{"$f":"VLOOKUP(C1132,'ورودی نیروها'!M$4:P$1000000,2,FALSE)","v":60},{"$f":"VLOOKUP(C1132,'ورودی نیروها'!M$4:P$1000000,3,FALSE)","v":45},{"$f":"VLOOKUP(C1132,'ورودی نیروها'!M$4:P$1000000,4,FALSE)","v":4},105,90,{"$f":"IF(VLOOKUP(C1132,'ورودی نیروها'!M$4:Q$1048576,5,FALSE)=0,IF(K1132=1,2*L1132+2*M1132,IF(K1132=2,L1132+2*M1132,IF(K1132=3,2*L1132+M1132,L1132+M1132))),VLOOKUP(C1132,'ورودی نیروها'!M$4:Q$1048576,5,FALSE))","v":195},225709.28571428571,352953.94736842107,263335,285525,1.3333333333333333,20,12.570053699169309,0.41863246886335237,0.38165241513967074,352010.39938316029,746938.92781730869,17550,9.9288515140589269,0.78988139205125862,"-","-","-","-","-"]
[null,{"$f":"'ورودی نیروها'!C1126","v":"BASE"},{"$f":"'ورودی نیروها'!D1126","v":13},{"$f":"'ورودی نیروها'!E1126","v":"ACIS05"},"13 - ACIS05",{"$f":"ABS('ورودی نیروها'!H1126)","v":157586.9},{"$f":"ABS('ورودی نیروها'!I1126)","v":686927.76100000006},{"$f":"ABS('ورودی نیروها'!J1126)","v":1901669.932},{"$f":"VLOOKUP(C1133,'ورودی نیروها'!M$4:P$1000000,2,FALSE)","v":60},{"$f":"VLOOKUP(C1133,'ورودی نیروها'!M$4:P$1000000,3,FALSE)","v":45},{"$f":"VLOOKUP(C1133,'ورودی نیروها'!M$4:P$1000000,4,FALSE)","v":4},105,90,{"$f":"IF(VLOOKUP(C1133,'ورودی نیروها'!M$4:Q$1048576,5,FALSE)=0,IF(K1133=1,2*L1133+2*M1133,IF(K1133=2,L1133+2*M1133,IF(K1133=3,2*L1133+M1133,L1133+M1133))),VLOOKUP(C1133,'ورودی نیروها'!M$4:Q$1048576,5,FALSE))","v":195},225709.28571428571,352953.94736842107,263335,285525,1.3333333333333333,20,12.570053699169309,0.41863246886335237,0.38165241513967074,287570.2645182049,725776.92234629346,17550,13.009481691506835,1.0349583226018013,210115.86666666667,882417.7696816856,"OK","OK",2.8562819501939202E-2]
[null,{"$f":"'ورودی نیروها'!C1127","v":"BASE"},{"$f":"'ورودی نیروها'!D1127","v":13},{"$f":"'ورودی نیروها'!E1127","v":"ACIS06"},"13 - ACIS06",{"$f":"ABS('ورودی نیروها'!H1127)","v":119467.99},{"$f":"ABS('ورودی نیروها'!I1127)","v":711889.81},{"$f":"ABS('ورودی نیروها'!J1127)","v":1909371.0009999999},{"$f":"VLOOKUP(C1134,'ورودی نیروها'!M$4:P$1000000,2,FALSE)","v":60},{"$f":"VLOOKUP(C1134,'ورودی نیروها'!M$4:P$1000000,3,FALSE)","v":45},{"$f":"VLOOKUP(C1134,'ورودی نیروها'!M$4:P$1000000,4,FALSE)","v":4},105,90,{"$f":"IF(VLOOKUP(C1134,'ورودی نیروها'!M$4:Q$1048576,5,FALSE)=0,IF(K1134=1,2*L1134+2*M1134,IF(K1134=2,L1134+2*M1134,IF(K1134=3,2*L1134+M1134,L1134+M1134))),VLOOKUP(C1134,'ورودی نیروها'!M$4:Q$1048576,5,FALSE))","v":195},225709.28571428571,352953.94736842107,263335,285525,1.3333333333333333,20,12.570053699169309,0.41863246886335237,0.38165241513967074,298020.18871896283,728716.05392930063,17550,10.894923374351828,0.86673642253985106,"-","-","-","-","-"]
[null,{"$f":"'ورودی نیروها'!C1128","v":"BASE"},{"$f":"'ورودی نیروها'!D1128","v":13},{"$f":"'ورودی نیروها'!E1128","v":"ACIS07"},"13 - ACIS07",{"$f":"ABS('ورودی نیروها'!H1128)","v":194154.87},{"$f":"ABS('ورودی نیروها'!I1128)","v":715147.69700000004},{"$f":"ABS('ورودی نیروها'!J1128)","v":1925655.439},{"$f":"VLOOKUP(C1135,'ورودی نیروها'!M$4:P$1000000,2,FALSE)","v":60},{"$f":"VLOOKUP(C1135,'ورودی نیروها'!M$4:P$1000000,3,FALSE)","v":45},{"$f":"VLOOKUP(C1135,'ورودی نیروها'!M$4:P$1000000,4,FALSE)","v":4},105,90,{"$f":"IF(VLOOKUP(C1135,'ورودی نیروها'!M$4:Q$1048576,5,FALSE)=0,IF(K1135=1,2*L1135+2*M1135,IF(K1135=2,L1135+2*M1135,IF(K1135=3,2*L1135+M1135,L1135+M1135))),VLOOKUP(C1135,'ورودی نیروها'!M$4:Q$1048576,5,FALSE))","v":195},225709.28571428571,352953.94736842107,263335,285525,1.3333333333333333,20,12.570053699169309,0.41863246886335237,0.38165241513967074,299384.04599705065,734931.04902119294,17550,15.180229689741006,1.207650345260195,258873.16,882417.7696816856,"OK","OK",0.16966143938716033]
[null,{"$f":"'ورودی نیروها'!C1129","v":"BASE"},{"$f":"'ورودی نیروها'!D1129","v":13},{"$f":"'ورودی نیروها'!E1129","v":"ACIS08"},"13 - ACIS08",{"$f":"ABS('ورودی نیروها'!H1129)","v":156035.95000000001},{"$f":"ABS('ورودی نیروها'!I1129)","v":690185.64800000004},{"$f":"ABS('ورودی نیروها'!J1129)","v":1933356.507},{"$f":"VLOOKUP(C1136,'ورودی نیروها'!M$4:P$1000000,2,FALSE)","v":60},{"$f":"VLOOKUP(C1136,'ورودی نیروها'!M$4:P$1000000,3,FALSE)","v":45},{"$f":"VLOOKUP(C1136,'ورودی نیروها'!M$4:P$1000000,4,FALSE)","v":4},105,90,{"$f":"IF(VLOOKUP(C1136,'ورودی نیروها'!M$4:Q$1048576,5,FALSE)=0,IF(K1136=1,2*L1136+2*M1136,IF(K1136=2,L1136+2*M1136,IF(K1136=3,2*L1136+M1136,L1136+M1136))),VLOOKUP(C1136,'ورودی نیروها'!M$4:Q$1048576,5,FALSE))","v":195},225709.28571428571,352953.94736842107,263335,285525,1.3333333333333333,20,12.570053699169309,0.41863246886335237,0.38165241513967074,288934.12179629272,737870.18022254773,17550,12.973074485081899,1.0320619780597455,208047.93333333335,882417.7696816856,"OK","OK",2.6196351084318337E-2]
[null,{"$f":"'ورودی نیروها'!C1130","v":"BASE"},{"$f":"'ورودی نیروها'!D1130","v":13},{"$f":"'ورودی نیروها'!E1130","v":"ACIS09"},"13 - ACIS09",{"$f":"ABS('ورودی نیروها'!H1130)","v":95094.1},{"$f":"ABS('ورودی نیروها'!I1130)","v":772146.36600000004},{"$f":"ABS('ورودی نیروها'!J1130)","v":1897249.8289999999},{"$f":"VLOOKUP(C1137,'ورودی نیروها'!M$4:P$1000000,2,FALSE)","v":60},{"$f":"VLOOKUP(C1137,'ورودی نیروها'!M$4:P$1000000,3,FALSE)","v":45},{"$f":"VLOOKUP(C1137,'ورودی نیروها'!M$4:P$1000000,4,FALSE)","v":4},105,90,{"$f":"IF(VLOOKUP(C1137,'ورودی نیروها'!M$4:Q$1048576,5,FALSE)=0,IF(K1137=1,2*L1137+2*M1137,IF(K1137=2,L1137+2*M1137,IF(K1137=3,2*L1137+M1137,L1137+M1137))),VLOOKUP(C1137,'ورودی نیروها'!M$4:Q$1048576,5,FALSE))","v":195},225709.28571428571,352953.94736842107,263335,285525,1.3333333333333333,20,12.570053699169309,0.41863246886335237,0.38165241513967074,323245.5395224457,724089.97936117731,17550,9.6002908317444202,0.76374302461244492,"-","-","-","-","-"]
[null,{"$f":"'ورودی نیروها'!C1131","v":"BASE"},{"$f":"'ورودی نیروها'!D1131","v":13},{"$f":"'ورودی نیروها'!E1131","v":"ACIS10"},"13 - ACIS10",{"$f":"ABS('ورودی نیروها'!H1131)","v":56975.19},{"$f":"ABS('ورودی نیروها'!I1131)","v":797108.41500000004},{"$f":"ABS('ورودی نیروها'!J1131)","v":1889548.76},{"$f":"VLOOKUP(C1138,'ورودی نیروها'!M$4:P$1000000,2,FALSE)","v":60},{"$f":"VLOOKUP(C1138,'ورودی نیروها'!M$4:P$1000000,3,FALSE)","v":45},{"$f":"VLOOKUP(C1138,'ورودی نیروها'!M$4:P$1000000,4,FALSE)","v":4},105,90,{"$f":"IF(VLOOKUP(C1138,'ورودی نیروها'!M$4:Q$1048576,5,FALSE)=0,IF(K1138=1,2*L1138+2*M1138,IF(K1138=2,L1138+2*M1138,IF(K1138=3,2*L1138+M1138,L1138+M1138))),VLOOKUP(C1138,'ورودی نیروها'!M$4:Q$1048576,5,FALSE))","v":195},225709.28571428571,352953.94736842107,263335,285525,1.3333333333333333,20,12.570053699169309,0.41863246886335237,0.38165241513967074,333695.46372320369,721150.84777817014,17550,7.4634101375183288,0.59374528670562066,"-","-","-","-","-"]
[null,{"$f":"'ورودی نیروها'!C1132","v":"BASE"},{"$f":"'ورودی نیروها'!D1132","v":13},{"$f":"'ورودی نیروها'!E1132","v":"ACIS11"},"13 - ACIS11",{"$f":"ABS('ورودی نیروها'!H1132)","v":131662.07},{"$f":"ABS('ورودی نیروها'!I1132)","v":629929.09100000001},{"$f":"ABS('ورودی نیروها'!J1132)","v":1873264.3219999999},{"$f":"VLOOKUP(C1139,'ورودی نیروها'!M$4:P$1000000,2,FALSE)","v":60},{"$f":"VLOOKUP(C1139,'ورودی نیروها'!M$4:P$1000000,3,FALSE)","v":45},{"$f":"VLOOKUP(C1139,'ورودی نیروها'!M$4:P$1000000,4,FALSE)","v":4},105,90,{"$f":"IF(VLOOKUP(C1139,'ورودی نیروها'!M$4:Q$1048576,5,FALSE)=0,IF(K1139=1,2*L1139+2*M1139,IF(K1139=2,L1139+2*M1139,IF(K1139=3,2*L1139+M1139,L1139+M1139))),VLOOKUP(C1139,'ورودی نیروها'!M$4:Q$1048576,5,FALSE))","v":195},225709.28571428571,352953.94736842107,263335,285525,1.3333333333333333,20,12.570053699169309,0.41863246886335237,0.38165241513967074,263708.77057417738,714935.85268627782,17550,11.38539722115636,0.90575565495863897,"-","-","-","-","-"]
[null,{"$f":"'ورودی نیروها'!C1133","v":"BASE"},{"$f":"'ورودی نیروها'!D1133","v":13},{"$f":"'ورودی نیروها'!E1133","v":"ACIS12"},"13 - ACIS12",{"$f":"ABS('ورودی نیروها'!H1133)","v":61928.99},{"$f":"ABS('ورودی نیروها'!I1133)","v":773025.20900000003},{"$f":"ABS('ورودی نیروها'!J1133)","v":1611496.4069999999},{"$f":"VLOOKUP(C1140,'ورودی نیروها'!M$4:P$1000000,2,FALSE)","v":60},{"$f":"VLOOKUP(C1140,'ورودی نیروها'!M$4:P$1000000,3,FALSE)","v":45},{"$f":"VLOOKUP(C1140,'ورودی نیروها'!M$4:P$1000000,4,FALSE)","v":4},105,90,{"$f":"IF(VLOOKUP(C1140,'ورودی نیروها'!M$4:Q$1048576,5,FALSE)=0,IF(K1140=1,2*L1140+2*M1140,IF(K1140=2,L1140+2*M1140,IF(K1140=3,2*L1140+M1140,L1140+M1140))),VLOOKUP(C1140,'ورودی نیروها'!M$4:Q$1048576,5,FALSE))","v":195},225709.28571428571,352953.94736842107,263335,285525,1.3333333333333333,20,12.570053699169309,0.41863246886335237,0.38165241513967074,323613.45173727896,615031.49572045181,17550,7.2980274818816611,0.58058840928928968,"-","-","-","-","-"]
[null,{"$f":"'ورودی نیروها'!C1134","v":"BASE"},{"$f":"'ورودی نیروها'!D1134","v":13},{"$f":"'ورودی نیروها'!E1134","v":"ACIS13"},"13 - ACIS13",{"$f":"ABS('ورودی نیروها'!H1134)","v":161144.70000000001},{"$f":"ABS('ورودی نیروها'!I1134)","v":451036.95},{"$f":"ABS('ورودی نیروها'!J1134)","v":1810114.88},{"$f":"VLOOKUP(C1141,'ورودی نیروها'!M$4:P$1000000,2,FALSE)","v":60},{"$f":"VLOOKUP(C1141,'ورودی نیروها'!M$4:P$1000000,3,FALSE)","v":45},{"$f":"VLOOKUP(C1141,'ورودی نیروها'!M$4:P$1000000,4,FALSE)","v":4},105,90,{"$f":"IF(VLOOKUP(C1141,'ورودی نیروها'!M$4:Q$1048576,5,FALSE)=0,IF(K1141=1,2*L1141+2*M1141,IF(K1141=2,L1141+2*M1141,IF(K1141=3,2*L1141+M1141,L1141+M1141))),VLOOKUP(C1141,'ورودی نیروها'!M$4:Q$1048576,5,FALSE))","v":195},225709.28571428571,352953.94736842107,263335,285525,1.3333333333333333,20,12.570053699169309,0.41863246886335237,0.38165241513967074,188818.71192709642,690834.71563225519,17550,12.641997683425981,1.0057234428729152,214859.6,882417.7696816856,"OK","OK",4.6763589766836674E-3]
[null,{"$f":"'ورودی نیروها'!C1135","v":"BASE"},{"$f":"'ورودی نیروها'!D1135","v":13},{"$f":"'ورودی نیروها'!E1135","v":"ACIS14"},"13 - ACIS14",{"$f":"ABS('ورودی نیروها'!H1135)","v":123025.79},{"$f":"ABS('ورودی نیروها'!I1135)","v":475998.99900000001},{"$f":"ABS('ورودی نیروها'!J1135)","v":1817815.949},{"$f":"VLOOKUP(C1142,'ورودی نیروها'!M$4:P$1000000,2,FALSE)","v":60},{"$f":"VLOOKUP(C1142,'ورودی نیروها'!M$4:P$1000000,3,FALSE)","v":45},{"$f":"VLOOKUP(C1142,'ورودی نیروها'!M$4:P$1000000,4,FALSE)","v":4},105,90,{"$f":"IF(VLOOKUP(C1142,'ورودی نیروها'!M$4:Q$1048576,5,FALSE)=0,IF(K1142=1,2*L1142+2*M1142,IF(K1142=2,L1142+2*M1142,IF(K1142=3,2*L1142+M1142,L1142+M1142))),VLOOKUP(C1142,'ورودی نیروها'!M$4:Q$1048576,5,FALSE))","v":195},225709.28571428571,352953.94736842107,263335,285525,1.3333333333333333,20,12.570053699169309,0.41863246886335237,0.38165241513967074,199268.63612785441,693773.84721526259,17550,10.527439366270976,0.83750154281096512,"-","-","-","-","-"]
[null,{"$f":"'ورودی نیروها'!C1136","v":"BASE"},{"$f":"'ورودی نیروها'!D1136","v":13},{"$f":"'ورودی نیروها'!E1136","v":"ACIS15"},"13 - ACIS15",{"$f":"ABS('ورودی نیروها'!H1136)","v":197712.67},{"$f":"ABS('ورودی نیروها'!I1136)","v":951038.50800000003},{"$f":"ABS('ورودی نیروها'!J1136)","v":1834100.3870000001},{"$f":"VLOOKUP(C1143,'ورودی نیروها'!M$4:P$1000000,2,FALSE)","v":60},{"$f":"VLOOKUP(C1143,'ورودی نیروها'!M$4:P$1000000,3,FALSE)","v":45},{"$f":"VLOOKUP(C1143,'ورودی نیروها'!M$4:P$1000000,4,FALSE)","v":4},105,90,{"$f":"IF(VLOOKUP(C1143,'ورودی نیروها'!M$4:Q$1048576,5,FALSE)=0,IF(K1143=1,2*L1143+2*M1143,IF(K1143=2,L1143+2*M1143,IF(K1143=3,2*L1143+M1143,L1143+M1143))),VLOOKUP(C1143,'ورودی نیروها'!M$4:Q$1048576,5,FALSE))","v":195},225709.28571428571,352953.94736842107,263335,285525,1.3333333333333333,20,12.570053699169309,0.41863246886335237,0.38165241513967074,398135.59858815913,699988.84230715479,17550,15.687778822442084,1.2480279876194014,263616.89333333337,882417.7696816856,"OK","OK",0.20265213301273038]
[null,{"$f":"'ورودی نیروها'!C1137","v":"BASE"},{"$f":"'ورودی نیروها'!D1137","v":13},{"$f":"'ورودی نیروها'!E1137","v":"ACIS16"},"13 - ACIS16",{"$f":"ABS('ورودی نیروها'!H1137)","v":159593.75},{"$f":"ABS('ورودی نیروها'!I1137)","v":926076.45900000003},{"$f":"ABS('ورودی نیروها'!J1137)","v":1841801.456},{"$f":"VLOOKUP(C1144,'ورودی نیروها'!M$4:P$1000000,2,FALSE)","v":60},{"$f":"VLOOKUP(C1144,'ورودی نیروها'!M$4:P$1000000,3,FALSE)","v":45},{"$f":"VLOOKUP(C1144,'ورودی نیروها'!M$4:P$1000000,4,FALSE)","v":4},105,90,{"$f":"IF(VLOOKUP(C1144,'ورودی نیروها'!M$4:Q$1048576,5,FALSE)=0,IF(K1144=1,2*L1144+2*M1144,IF(K1144=2,L1144+2*M1144,IF(K1144=3,2*L1144+M1144,L1144+M1144))),VLOOKUP(C1144,'ورودی نیروها'!M$4:Q$1048576,5,FALSE))","v":195},225709.28571428571,352953.94736842107,263335,285525,1.3333333333333333,20,12.570053699169309,0.41863246886335237,0.38165241513967074,387685.67438740114,702927.97389016207,17550,13.480623619232277,1.0724396205342499,212791.66666666666,882417.7696816856,"OK","OK",5.918704480409296E-2]
[null,{"$f":"'ورودی نیروها'!C1138","v":"BASE"},{"$f":"'ورودی نیروها'!D1138","v":13},{"$f":"'ورودی نیروها'!E1138","v":"ACIS17"},"13 - ACIS17",{"$f":"ABS('ورودی نیروها'!H1138)","v":102209.7},{"$f":"ABS('ورودی نیروها'!I1138)","v":300364.74400000001},{"$f":"ABS('ورودی نیروها'!J1138)","v":2080359.932},{"$f":"VLOOKUP(C1145,'ورودی نیروها'!M$4:P$1000000,2,FALSE)","v":60},{"$f":"VLOOKUP(C1145,'ورودی نیروها'!M$4:P$1000000,3,FALSE)","v":45},{"$f":"VLOOKUP(C1145,'ورودی نیروها'!M$4:P$1000000,4,FALSE)","v":4},105,90,{"$f":"IF(VLOOKUP(C1145,'ورودی نیروها'!M$4:Q$1048576,5,FALSE)=0,IF(K1145=1,2*L1145+2*M1145,IF(K1145=2,L1145+2*M1145,IF(K1145=3,2*L1145+M1145,L1145+M1145))),VLOOKUP(C1145,'ورودی نیروها'!M$4:Q$1048576,5,FALSE))","v":195},225709.28571428571,352953.94736842107,263335,285525,1.3333333333333333,20,12.570053699169309,0.41863246886335237,0.38165241513967074,125742.43434022881,793974.39240760123,17550,9.3960871517875511,0.74749777341114232,"-","-","-","-","-"]
[null,{"$f":"'ورودی نیروها'!C1139","v":"BASE"},{"$f":"'ورودی نیروها'!D1139","v":13},{"$f":"'ورودی نیروها'!E1139","v":"ACIS18"},"13 - ACIS18",{"$f":"ABS('ورودی نیروها'!H1139)","v":64090.79},{"$f":"ABS('ورودی نیروها'!I1139)","v":325326.79300000001},{"$f":"ABS('ورودی نیروها'!J1139)","v":2072658.8629999999},{"$f":"VLOOKUP(C1146,'ورودی نیروها'!M$4:P$1000000,2,FALSE)","v":60},{"$f":"VLOOKUP(C1146,'ورودی نیروها'!M$4:P$1000000,3,FALSE)","v":45},{"$f":"VLOOKUP(C1146,'ورودی نیروها'!M$4:P$1000000,4,FALSE)","v":4},105,90,{"$f":"IF(VLOOKUP(C1146,'ورودی نیروها'!M$4:Q$1048576,5,FALSE)=0,IF(K1146=1,2*L1146+2*M1146,IF(K1146=2,L1146+2*M1146,IF(K1146=3,2*L1146+M1146,L1146+M1146))),VLOOKUP(C1146,'ورودی نیروها'!M$4:Q$1048576,5,FALSE))","v":195},225709.28571428571,352953.94736842107,263335,285525,1.3333333333333333,20,12.570053699169309,0.41863246886335237,0.38165241513967074,136192.35854098678,791035.26082459395,17550,7.2592064575614597,0.57750003550431805,"-","-","-","-","-"]
[null,{"$f":"'ورودی نیروها'!C1140","v":"BASE"},{"$f":"'ورودی نیروها'!D1140","v":13},{"$f":"'ورودی نیروها'!E1140","v":"ACIS19"},"13 - ACIS19",{"$f":"ABS('ورودی نیروها'!H1140)","v":138777.67000000001},{"$f":"ABS('ورودی نیروها'!I1140)","v":1101710.7139999999},{"$f":"ABS('ورودی نیروها'!J1140)","v":2056374.425},{"$f":"VLOOKUP(C1147,'ورودی نیروها'!M$4:P$1000000,2,FALSE)","v":60},{"$f":"VLOOKUP(C1147,'ورودی نیروها'!M$4:P$1000000,3,FALSE)","v":45},{"$f":"VLOOKUP(C1147,'ورودی نیروها'!M$4:P$1000000,4,FALSE)","v":4},105,90,{"$f":"IF(VLOOKUP(C1147,'ورودی نیروها'!M$4:Q$1048576,5,FALSE)=0,IF(K1147=1,2*L1147+2*M1147,IF(K1147=2,L1147+2*M1147,IF(K1147=3,2*L1147+M1147,L1147+M1147))),VLOOKUP(C1147,'ورودی نیروها'!M$4:Q$1048576,5,FALSE))","v":195},225709.28571428571,352953.94736842107,263335,285525,1.3333333333333333,20,12.570053699169309,0.41863246886335237,0.38165241513967074,461211.8761750267,784820.26573270175,17550,12.93125982461809,1.0287354480810731,185036.89333333334,882417.7696816856,"OK","OK",2.3478398154170785E-2]
[null,{"$f":"'ورودی نیروها'!C1141","v":"BASE"},{"$f":"'ورودی نیروها'!D1141","v":13},{"$f":"'ورودی نیروها'!E1141","v":"ACIS20"},"13 - ACIS20",{"$f":"ABS('ورودی نیروها'!H1141)","v":64090.79},{"$f":"ABS('ورودی نیروها'!I1141)","v":325326.79300000001},{"$f":"ABS('ورودی نیروها'!J1141)","v":2072658.8629999999},{"$f":"VLOOKUP(C1148,'ورودی نیروها'!M$4:P$1000000,2,FALSE)","v":60},{"$f":"VLOOKUP(C1148,'ورودی نیروها'!M$4:P$1000000,3,FALSE)","v":45},{"$f":"VLOOKUP(C1148,'ورودی نیروها'!M$4:P$1000000,4,FALSE)","v":4},105,90,{"$f":"IF(VLOOKUP(C1148,'ورودی نیروها'!M$4:Q$1048576,5,FALSE)=0,IF(K1148=1,2*L1148+2*M1148,IF(K1148=2,L1148+2*M1148,IF(K1148=3,2*L1148+M1148,L1148+M1148))),VLOOKUP(C1148,'ورودی نیروها'!M$4:Q$1048576,5,FALSE))","v":195},225709.28571428571,352953.94736842107,263335,285525,1.3333333333333333,20,12.570053699169309,0.41863246886335237,0.38165241513967074,136192.35854098678,791035.26082459395,17550,7.2592064575614597,0.57750003550431805,"-","-","-","-","-"]
[null,{"$f":"'ورودی نیروها'!C1142","v":"BASE"},{"$f":"'ورودی نیروها'!D1142","v":13},{"$f":"'ورودی نیروها'!E1142","v":"ACIS21"},"13 - ACIS21",{"$f":"ABS('ورودی نیروها'!H1142)","v":154029.1},{"$f":"ABS('ورودی نیروها'!I1142)","v":922818.57200000004},{"$f":"ABS('ورودی نیروها'!J1142)","v":1993224.983},{"$f":"VLOOKUP(C1149,'ورودی نیروها'!M$4:P$1000000,2,FALSE)","v":60},{"$f":"VLOOKUP(C1149,'ورودی نیروها'!M$4:P$1000000,3,FALSE)","v":45},{"$f":"VLOOKUP(C1149,'ورودی نیروها'!M$4:P$1000000,4,FALSE)","v":4},105,90,{"$f":"IF(VLOOKUP(C1149,'ورودی نیروها'!M$4:Q$1048576,5,FALSE)=0,IF(K1149=1,2*L1149+2*M1149,IF(K1149=2,L1149+2*M1149,IF(K1149=3,2*L1149+M1149,L1149+M1149))),VLOOKUP(C1149,'ورودی نیروها'!M$4:Q$1048576,5,FALSE))","v":195},225709.28571428571,352953.94736842107,263335,285525,1.3333333333333333,20,12.570053699169309,0.41863246886335237,0.38165241513967074,386321.81710931333,760719.12867867912,17550,13.376965698138381,1.0641932022153888,205372.13333333333,882417.7696816856,"OK","OK",5.2449279932989694E-2]
[null,{"$f":"'ورودی نیروها'!C1143","v":"BASE"},{"$f":"'ورودی نیروها'!D1143","v":13},{"$f":"'ورودی نیروها'!E1143","v":"ACIS22"},"13 - ACIS22",{"$f":"ABS('ورودی نیروها'!H1143)","v":115910.19},{"$f":"ABS('ورودی نیروها'!I1143)","v":947780.62100000004},{"$f":"ABS('ورودی نیروها'!J1143)","v":2000926.0519999999},{"$f":"VLOOKUP(C1150,'ورودی نیروها'!M$4:P$1000000,2,FALSE)","v":60},{"$f":"VLOOKUP(C1150,'ورودی نیروها'!M$4:P$1000000,3,FALSE)","v":45},{"$f":"VLOOKUP(C1150,'ورودی نیروها'!M$4:P$1000000,4,FALSE)","v":4},105,90,{"$f":"IF(VLOOKUP(C1150,'ورودی نیروها'!M$4:Q$1048576,5,FALSE)=0,IF(K1150=1,2*L1150+2*M1150,IF(K1150=2,L1150+2*M1150,IF(K1150=3,2*L1150+M1150,L1150+M1150))),VLOOKUP(C1150,'ورودی نیروها'!M$4:Q$1048576,5,FALSE))","v":195},225709.28571428571,352953.94736842107,263335,285525,1.3333333333333333,20,12.570053699169309,0.41863246886335237,0.38165241513967074,396771.74131007132,763658.2602616864,17550,11.262407380983376,0.89597130215343879,"-","-","-","-","-"]
[null,{"$f":"'ورودی نیروها'!C1144","v":"BASE"},{"$f":"'ورودی نیروها'!D1144","v":13},{"$f":"'ورودی نیروها'!E1144","v":"ACIS23"},"13 - ACIS23",{"$f":"ABS('ورودی نیروها'!H1144)","v":190597.07},{"$f":"ABS('ورودی نیروها'!I1144)","v":479256.88500000001},{"$f":"ABS('ورودی نیروها'!J1144)","v":2017210.49},{"$f":"VLOOKUP(C1151,'ورودی نیروها'!M$4:P$1000000,2,FALSE)","v":60},{"$f":"VLOOKUP(C1151,'ورودی نیروها'!M$4:P$1000000,3,FALSE)","v":45},{"$f":"VLOOKUP(C1151,'ورودی نیروها'!M$4:P$1000000,4,FALSE)","v":4},105,90,{"$f":"IF(VLOOKUP(C1151,'ورودی نیروها'!M$4:Q$1048576,5,FALSE)=0,IF(K1151=1,2*L1151+2*M1151,IF(K1151=2,L1151+2*M1151,IF(K1151=3,2*L1151+M1151,L1151+M1151))),VLOOKUP(C1151,'ورودی نیروها'!M$4:Q$1048576,5,FALSE))","v":195},225709.28571428571,352953.94736842107,263335,285525,1.3333333333333333,20,12.570053699169309,0.41863246886335237,0.38165241513967074,200632.49298730976,769873.2553535786,17550,14.672680553735885,1.1672727026381382,254129.42666666667,882417.7696816856,"OK","OK",0.13667074554682745]
[null,{"$f":"'ورودی نیروها'!C1145","v":"BASE"},{"$f":"'ورودی نیروها'!D1145","v":13},{"$f":"'ورودی نیروها'!E1145","v":"ACIS24"},"13 - ACIS24",{"$f":"ABS('ورودی نیروها'!H1145)","v":152478.15},{"$f":"ABS('ورودی نیروها'!I1145)","v":454294.837},{"$f":"ABS('ورودی نیروها'!J1145)","v":2024911.5589999999},{"$f":"VLOOKUP(C1152,'ورودی نیروها'!M$4:P$1000000,2,FALSE)","v":60},{"$f":"VLOOKUP(C1152,'ورودی نیروها'!M$4:P$1000000,3,FALSE)","v":45},{"$f":"VLOOKUP(C1152,'ورودی نیروها'!M$4:P$1000000,4,FALSE)","v":4},105,90,{"$f":"IF(VLOOKUP(C1152,'ورودی نیروها'!M$4:Q$1048576,5,FALSE)=0,IF(K1152=1,2*L1152+2*M1152,IF(K1152=2,L1152+2*M1152,IF(K1152=3,2*L1152+M1152,L1152+M1152))),VLOOKUP(C1152,'ورودی نیروها'!M$4:Q$1048576,5,FALSE))","v":195},225709.28571428571,352953.94736842107,263335,285525,1.3333333333333333,20,12.570053699169309,0.41863246886335237,0.38165241513967074,190182.56920518423,772812.38693658588,17550,12.465525352380823,0.99168433570053927,"-","-","-","-","-"]
[null,{"$f":"'ورودی نیروها'!C1146","v":"BASE"},{"$f":"'ورودی نیروها'!D1146","v":13},{"$f":"'ورودی نیروها'!E1146","v":"ACIS25"},"13 - ACIS25",{"$f":"ABS('ورودی نیروها'!H1146)","v":76616.53},{"$f":"ABS('ورودی نیروها'!I1146)","v":2224745.5279999999},{"$f":"ABS('ورودی نیروها'!J1146)","v":655121.78700000001},{"$f":"VLOOKUP(C1153,'ورودی نیروها'!M$4:P$1000000,2,FALSE)","v":60},{"$f":"VLOOKUP(C1153,'ورودی نیروها'!M$4:P$1000000,3,FALSE)","v":45},{"$f":"VLOOKUP(C1153,'ورودی نیروها'!M$4:P$1000000,4,FALSE)","v":4},105,90,{"$f":"IF(VLOOKUP(C1153,'ورودی نیروها'!M$4:Q$1048576,5,FALSE)=0,IF(K1153=1,2*L1153+2*M1153,IF(K1153=2,L1153+2*M1153,IF(K1153=3,2*L1153+M1153,L1153+M1153))),VLOOKUP(C1153,'ورودی نیروها'!M$4:Q$1048576,5,FALSE))","v":195},225709.28571428571,352953.94736842107,263335,285525,1.3333333333333333,20,12.570053699169309,0.41863246886335237,0.38165241513967074,931350.71297934244,250028.81221916695,17550,9.4414134798062967,0.75110367113469312,"-","-","-","-","-"]
[null,{"$f":"'ورودی نیروها'!C1147","v":"BASE"},{"$f":"'ورودی نیروها'!D1147","v":13},{"$f":"'ورودی نیروها'!E1147","v":"ACIS26"},"13 - ACIS26",{"$f":"ABS('ورودی نیروها'!H1147)","v":38497.61},{"$f":"ABS('ورودی نیروها'!I1147)","v":2249707.577},{"$f":"ABS('ورودی نیروها'!J1147)","v":647420.71900000004},{"$f":"VLOOKUP(C1154,'ورودی نیروها'!M$4:P$1000000,2,FALSE)","v":60},{"$f":"VLOOKUP(C1154,'ورودی نیروها'!M$4:P$1000000,3,FALSE)","v":45},{"$f":"VLOOKUP(C1154,'ورودی نیروها'!M$4:P$1000000,4,FALSE)","v":4},105,90,{"$f":"IF(VLOOKUP(C1154,'ورودی نیروها'!M$4:Q$1048576,5,FALSE)=0,IF(K1154=1,2*L1154+2*M1154,IF(K1154=2,L1154+2*M1154,IF(K1154=3,2*L1154+M1154,L1154+M1154))),VLOOKUP(C1154,'ورودی نیروها'!M$4:Q$1048576,5,FALSE))","v":195},225709.28571428571,352953.94736842107,263335,285525,1.3333333333333333,20,12.570053699169309,0.41863246886335237,0.38165241513967074,941800.63718010043,247089.68101781214,17550,7.304532217228938,0.58110588801316398,"-","-","-","-","-"]
[null,{"$f":"'ورودی نیروها'!C1148","v":"BASE"},{"$f":"'ورودی نیروها'!D1148","v":13},{"$f":"'ورودی نیروها'!E1148","v":"ACIS27"},"13 - ACIS27",{"$f":"ABS('ورودی نیروها'!H1148)","v":94297.02},{"$f":"ABS('ورودی نیروها'!I1148)","v":2269947.19},{"$f":"ABS('ورودی نیروها'!J1148)","v":512020.65600000002},{"$f":"VLOOKUP(C1155,'ورودی نیروها'!M$4:P$1000000,2,FALSE)","v":60},{"$f":"VLOOKUP(C1155,'ورودی نیروها'!M$4:P$1000000,3,FALSE)","v":45},{"$f":"VLOOKUP(C1155,'ورودی نیروها'!M$4:P$1000000,4,FALSE)","v":4},105,90,{"$f":"IF(VLOOKUP(C1155,'ورودی نیروها'!M$4:Q$1048576,5,FALSE)=0,IF(K1155=1,2*L1155+2*M1155,IF(K1155=2,L1155+2*M1155,IF(K1155=3,2*L1155+M1155,L1155+M1155))),VLOOKUP(C1155,'ورودی نیروها'!M$4:Q$1048576,5,FALSE))","v":195},225709.28571428571,352953.94736842107,263335,285525,1.3333333333333333,20,12.570053699169309,0.41863246886335237,0.38165241513967074,950273.59633912914,195413.91996379854,17550,10.325289211407442,0.82141965806317829,"-","-","-","-","-"]
[null,{"$f":"'ورودی نیروها'!C1149","v":"BASE"},{"$f":"'ورودی نیروها'!D1149","v":13},{"$f":"'ورودی نیروها'!E1149","v":"ACIS28"},"13 - ACIS28",{"$f":"ABS('ورودی نیروها'!H1149)","v":38497.61},{"$f":"ABS('ورودی نیروها'!I1149)","v":2249707.577},{"$f":"ABS('ورودی نیروها'!J1149)","v":647420.71900000004},{"$f":"VLOOKUP(C1156,'ورودی نیروها'!M$4:P$1000000,2,FALSE)","v":60},{"$f":"VLOOKUP(C1156,'ورودی نیروها'!M$4:P$1000000,3,FALSE)","v":45},{"$f":"VLOOKUP(C1156,'ورودی نیروها'!M$4:P$1000000,4,FALSE)","v":4},105,90,{"$f":"IF(VLOOKUP(C1156,'ورودی نیروها'!M$4:Q$1048576,5,FALSE)=0,IF(K1156=1,2*L1156+2*M1156,IF(K1156=2,L1156+2*M1156,IF(K1156=3,2*L1156+M1156,L1156+M1156))),VLOOKUP(C1156,'ورودی نیروها'!M$4:Q$1048576,5,FALSE))","v":195},225709.28571428571,352953.94736842107,263335,285525,1.3333333333333333,20,12.570053699169309,0.41863246886335237,0.38165241513967074,941800.63718010043,247089.68101781214,17550,7.304532217228938,0.58110588801316398,"-","-","-","-","-"]
[null,{"$f":"'ورودی نیروها'!C1150","v":"BASE"},{"$f":"'ورودی نیروها'!D1150","v":13},{"$f":"'ورودی نیروها'!E1150","v":"ACIS29"},"13 - ACIS29",{"$f":"ABS('ورودی نیروها'!H1150)","v":198509.75},{"$f":"ABS('ورودی نیروها'!I1150)","v":2448839.3309999998},{"$f":"ABS('ورودی نیروها'!J1150)","v":575170.098},{"$f":"VLOOKUP(C1157,'ورودی نیروها'!M$4:P$1000000,2,FALSE)","v":60},{"$f":"VLOOKUP(C1157,'ورودی نیروها'!M$4:P$1000000,3,FALSE)","v":45},{"$f":"VLOOKUP(C1157,'ورودی نیروها'!M$4:P$1000000,4,FALSE)","v":4},105,90,{"$f":"IF(VLOOKUP(C1157,'ورودی نیروها'!M$4:Q$1048576,5,FALSE)=0,IF(K1157=1,2*L1157+2*M1157,IF(K1157=2,L1157+2*M1157,IF(K1157=3,2*L1157+M1157,L1157+M1157))),VLOOKUP(C1157,'ورودی نیروها'!M$4:Q$1048576,5,FALSE))","v":195},225709.28571428571,352953.94736842107,263335,285525,1.3333333333333333,20,12.570053699169309,0.41863246886335237,0.38165241513967074,1025163.6549862101,219515.05701782109,17550,16.68665797990705,1.3274929749114586,264679.66666666669,882417.7696816856,"OK","OK",0.26757927824795313]
[null,{"$f":"'ورودی نیروها'!C1151","v":"BASE"},{"$f":"'ورودی نیروها'!D1151","v":13},{"$f":"'ورودی نیروها'!E1151","v":"ACIS30"},"13 - ACIS30",{"$f":"ABS('ورودی نیروها'!H1151)","v":160390.82999999999},{"$f":"ABS('ورودی نیروها'!I1151)","v":2423877.2820000001},{"$f":"ABS('ورودی نیروها'!J1151)","v":567469.02899999998},{"$f":"VLOOKUP(C1158,'ورودی نیروها'!M$4:P$1000000,2,FALSE)","v":60},{"$f":"VLOOKUP(C1158,'ورودی نیروها'!M$4:P$1000000,3,FALSE)","v":45},{"$f":"VLOOKUP(C1158,'ورودی نیروها'!M$4:P$1000000,4,FALSE)","v":4},105,90,{"$f":"IF(VLOOKUP(C1158,'ورودی نیروها'!M$4:Q$1048576,5,FALSE)=0,IF(K1158=1,2*L1158+2*M1158,IF(K1158=2,L1158+2*M1158,IF(K1158=3,2*L1158+M1158,L1158+M1158))),VLOOKUP(C1158,'ورودی نیروها'!M$4:Q$1048576,5,FALSE))","v":195},225709.28571428571,352953.94736842107,263335,285525,1.3333333333333333,20,12.570053699169309,0.41863246886335237,0.38165241513967074,1014713.7307854522,216575.92543481383,17550,14.457180399626161,1.1501287699814331,213854.43999999997,882417.7696816856,"OK","OK",0.12266323552969538]
[null,{"$f":"'ورودی نیروها'!C1152","v":"BASE"},{"$f":"'ورودی نیروها'!D1152","v":13},{"$f":"'ورودی نیروها'!E1152","v":"ACIS31"},"13 - ACIS31",{"$f":"ABS('ورودی نیروها'!H1152)","v":216190.24},{"$f":"ABS('ورودی نیروها'!I1152)","v":2403637.67},{"$f":"ABS('ورودی نیروها'!J1152)","v":591972.34600000002},{"$f":"VLOOKUP(C1159,'ورودی نیروها'!M$4:P$1000000,2,FALSE)","v":60},{"$f":"VLOOKUP(C1159,'ورودی نیروها'!M$4:P$1000000,3,FALSE)","v":45},{"$f":"VLOOKUP(C1159,'ورودی نیروها'!M$4:P$1000000,4,FALSE)","v":4},105,90,{"$f":"IF(VLOOKUP(C1159,'ورودی نیروها'!M$4:Q$1048576,5,FALSE)=0,IF(K1159=1,2*L1159+2*M1159,IF(K1159=2,L1159+2*M1159,IF(K1159=3,2*L1159+M1159,L1159+M1159))),VLOOKUP(C1159,'ورودی نیروها'!M$4:Q$1048576,5,FALSE))","v":195},225709.28571428571,352953.94736842107,263335,285525,1.3333333333333333,20,12.570053699169309,0.41863246886335237,0.38165241513967074,1006240.7720450558,225927.67554679682,17550,17.634607454859243,1.4029062943481796,288253.65333333332,882417.7696816856,"OK","OK",0.32919599411984574]
[null,{"$f":"'ورودی نیروها'!C1153","v":"BASE"},{"$f":"'ورودی نیروها'!D1153","v":13},{"$f":"'ورودی نیروها'!E1153","v":"ACIS32"},"13 - ACIS32",{"$f":"ABS('ورودی نیروها'!H1153)","v":178071.33},{"$f":"ABS('ورودی نیروها'!I1153)","v":2378675.6209999998},{"$f":"ABS('ورودی نیروها'!J1153)","v":599673.41399999999},{"$f":"VLOOKUP(C1160,'ورودی نیروها'!M$4:P$1000000,2,FALSE)","v":60},{"$f":"VLOOKUP(C1160,'ورودی نیروها'!M$4:P$1000000,3,FALSE)","v":45},{"$f":"VLOOKUP(C1160,'ورودی نیروها'!M$4:P$1000000,4,FALSE)","v":4},105,90,{"$f":"IF(VLOOKUP(C1160,'ورودی نیروها'!M$4:Q$1048576,5,FALSE)=0,IF(K1160=1,2*L1160+2*M1160,IF(K1160=2,L1160+2*M1160,IF(K1160=3,2*L1160+M1160,L1160+M1160))),VLOOKUP(C1160,'ورودی نیروها'!M$4:Q$1048576,5,FALSE))","v":195},225709.28571428571,352953.94736842107,263335,285525,1.3333333333333333,20,12.570053699169309,0.41863246886335237,0.38165241513967074,995790.84784429776,228866.80674815163,17550,15.427452820000706,1.2273179724777332,237428.43999999997,882417.7696816856,"OK","OK",0.18573094285404082]
[null,{"$f":"'ورودی نیروها'!C1154","v":"BASE"},{"$f":"'ورودی نیروها'!D1154","v":13},{"$f":"'ورودی نیروها'!E1154","v":"ACIS34"},"13 - ACIS34",{"$f":"ABS('ورودی نیروها'!H1154)","v":80761.84},{"$f":"ABS('ورودی نیروها'!I1154)","v":1950483.21},{"$f":"ABS('ورودی نیروها'!J1154)","v":761567.25399999996},{"$f":"VLOOKUP(C1161,'ورودی نیروها'!M$4:P$1000000,2,FALSE)","v":60},{"$f":"VLOOKUP(C1161,'ورودی نیروها'!M$4:P$1000000,3,FALSE)","v":45},{"$f":"VLOOKUP(C1161,'ورودی نیروها'!M$4:P$1000000,4,FALSE)","v":4},105,90,{"$f":"IF(VLOOKUP(C1161,'ورودی نیروها'!M$4:Q$1048576,5,FALSE)=0,IF(K1161=1,2*L1161+2*M1161,IF(K1161=2,L1161+2*M1161,IF(K1161=3,2*L1161+M1161,L1161+M1161))),VLOOKUP(C1161,'ورودی نیروها'!M$4:Q$1048576,5,FALSE))","v":195},225709.28571428571,352953.94736842107,263335,285525,1.3333333333333333,20,12.570053699169309,0.41863246886335237,0.38165241513967074,816535.6016788166,290653.98178038705,17550,9.3231994871113741,0.74169925683988902,"-","-","-","-","-"]
[null,{"$f":"'ورودی نیروها'!C1155","v":"BASE"},{"$f":"'ورودی نیروها'!D1155","v":13},{"$f":"'ورودی نیروها'!E1155","v":"ACIS35"},"13 - ACIS35",{"$f":"ABS('ورودی نیروها'!H1155)","v":98442.34},{"$f":"ABS('ورودی نیروها'!I1155)","v":1995684.872},{"$f":"ABS('ورودی نیروها'!J1155)","v":405575.18900000001},{"$f":"VLOOKUP(C1162,'ورودی نیروها'!M$4:P$1000000,2,FALSE)","v":60},{"$f":"VLOOKUP(C1162,'ورودی نیروها'!M$4:P$1000000,3,FALSE)","v":45},{"$f":"VLOOKUP(C1162,'ورودی نیروها'!M$4:P$1000000,4,FALSE)","v":4},105,90,{"$f":"IF(VLOOKUP(C1162,'ورودی نیروها'!M$4:Q$1048576,5,FALSE)=0,IF(K1162=1,2*L1162+2*M1162,IF(K1162=2,L1162+2*M1162,IF(K1162=3,2*L1162+M1162,L1162+M1162))),VLOOKUP(C1162,'ورودی نیروها'!M$4:Q$1048576,5,FALSE))","v":195},225709.28571428571,352953.94736842107,263335,285525,1.3333333333333333,20,12.570053699169309,0.41863246886335237,0.38165241513967074,835458.48503860331,154788.75040257841,17550,9.8985321497167273,0.78746936064170281,"-","-","-","-","-"]
[null,{"$f":"'ورودی نیروها'!C1156","v":"BASE"},{"$f":"'ورودی نیروها'!D1156","v":13},{"$f":"'ورودی نیروها'!E1156","v":"ACIS36"},"13 - ACIS36",{"$f":"ABS('ورودی نیروها'!H1156)","v":60323.42},{"$f":"ABS('ورودی نیروها'!I1156)","v":2020646.9210000001},{"$f":"ABS('ورودی نیروها'!J1156)","v":413276.25799999997},{"$f":"VLOOKUP(C1163,'ورودی نیروها'!M$4:P$1000000,2,FALSE)","v":60},{"$f":"VLOOKUP(C1163,'ورودی نیروها'!M$4:P$1000000,3,FALSE)","v":45},{"$f":"VLOOKUP(C1163,'ورودی نیروها'!M$4:P$1000000,4,FALSE)","v":4},105,90,{"$f":"IF(VLOOKUP(C1163,'ورودی نیروها'!M$4:Q$1048576,5,FALSE)=0,IF(K1163=1,2*L1163+2*M1163,IF(K1163=2,L1163+2*M1163,IF(K1163=3,2*L1163+M1163,L1163+M1163))),VLOOKUP(C1163,'ورودی نیروها'!M$4:Q$1048576,5,FALSE))","v":195},225709.28571428571,352953.94736842107,263335,285525,1.3333333333333333,20,12.570053699169309,0.41863246886335237,0.38165241513967074,845908.40923936141,157727.88198558567,17550,7.7839732627611493,0.61924741524974969,"-","-","-","-","-"]
[null,{"$f":"'ورودی نیروها'!C1157","v":"BASE"},{"$f":"'ورودی نیروها'!D1157","v":13},{"$f":"'ورودی نیروها'!E1157","v":"ACIS37"},{"$f":"CONCATENATE(C1164,\" - \",D1164)","v":"13 - ACIS37"},{"$f":"ABS('ورودی نیروها'!H1157)","v":194364.43},{"$f":"ABS('ورودی نیروها'!I1157)","v":2174577.0129999998},{"$f":"ABS('ورودی نیروها'!J1157)","v":468724.63099999999},{"$f":"VLOOKUP(C1164,'ورودی نیروها'!M$4:P$1000000,2,FALSE)","v":60},{"$f":"VLOOKUP(C1164,'ورودی نیروها'!M$4:P$1000000,3,FALSE)","v":45},{"$f":"VLOOKUP(C1164,'ورودی نیروها'!M$4:P$1000000,4,FALSE)","v":4},{"$f":"IF(OR(K1164=1,K1164=2),I1164+$C$6,I1164+($C$6/2))","v":105},{"$f":"IF(OR(K1164=1,K1164=3),J1164+$C$6,J1164+($C$6/2))","v":90},{"$f":"IF(VLOOKUP(C1164,'ورودی نیروها'!M$4:Q$1048576,5,FALSE)=0,IF(K1164=1,2*L1164+2*M1164,IF(K1164=2,L1164+2*M1164,IF(K1164=3,2*L1164+M1164,L1164+M1164))),VLOOKUP(C1164,'ورودی نیروها'!M$4:Q$1048576,5,FALSE))","v":195},{"$f":"IF(K1164=1,(L1164*$C$6*(L1164+3*M1164)+$C$6^3)/3,IF(K1164=2,(2*M1164^2*$C$6*(M1164+2*L1164)+$C$6^3*(2*M1164+L1164))/(6*M1164),IF(K1164=3,M1164*$C$6*(M1164+6*L1164)/6,($C$6*(L1164+4*M1164)+$C$6^3*(L1164+M1164))/(6*L1164))))","v":225709.28571428571},{"$f":"IF(K1164=1,(L1164*$C$6*(L1164+3*M1164)+$C$6^3)/3,IF(K1164=2,(2*M1164^2*$C$6*(M1164+2*L1164)+$C$6^3*(2*M1164+L1164))/(6*(L1164+M1164)),IF(K1164=3,(M1164*$C$6*(M1164+6*L1164)+$C$6^3)/6,(L1164^2*$C$6*(L1164+4*M1164)+$C$6^3*(L1164+M1164))/(6*(L1164+2*M1164)))))","v":352953.94736842107},{"$f":"IF(K1164=1,(M1164*$C$6*(M1164+3*L1164)+$C$6^3)/3,IF(K1164=2,L1164*$C$6*(L1164+6*M1164)/6,IF(K1164=3,(2*L1164^2*$C$6*(L1164+2*M1164)+$C$6^3*(2*L1164+M1164))/(6*L1164),($C$6*(M1164+4*L1164)+$C$6^3*(M1164+L1164))/(6*M1164))))","v":263335},{"$f":"IF(K1164=1,(M1164*$C$6*(M1164+3*L1164)+$C$6^3)/3,IF(K1164=2,(L1164*$C$6*(L1164+6*M1164)+$C$6^3)/6,IF(K1164=3,(2*L1164^2*$C$6*(L1164+2*M1164)+$C$6^3*(2*L1164+M1164))/(6*(M1164+L1164)),(M1164^2*$C$6*(M1164+4*L1164)+$C$6^3*(M1164+L1164))/(6*(M1164+2*L1164)))))","v":285525},{"$f":"MAX(I1164:J1164)/MIN(I1164:J1164)","v":1.3333333333333333},{"$f":"IF(K1164=1,40,IF(K1164=4,20,30))","v":20},{"$f":"MIN(0.53*$C$5*(1+(2/S1164))*SQRT($C$4),0.53*$C$5*(1+((T1164*$C$6)/(2*N1164)))*SQRT($C$4),1.06*$C$5*SQRT($C$4))","v":12.570053699169309},{"$f":"1-(1/((1+(2/3)*SQRT(L1164/M1164))))","v":0.41863246886335237},{"$f":"1-(1/((1+(2/3)*SQRT(M1164/L1164))))","v":0.38165241513967074},{"$f":"V1164*G1164","v":910348.54368568421},{"$f":"W1164*H1164","v":178889.88745660099},{"$f":"N1164*$C$6","v":17550},{"$f":"(F1164/Z1164)+(X1164/MIN(O1164:P1164))+(Y1164/MIN(Q1164:R1164))","v":15.787499778615196},{"$f":"AA1164/U1164","v":1.2559612040208319},{"$f":"IF(AB1164<=1,\"-\",F1164/$C$5)","v":259152.57333333333},{"$f":"IF(AB1164<=1,\"-\",3*U1164*N1164*$C$6/$C$5)","v":882417.7696816856},{"$f":"IF(AB1164<=1,\"-\",IF(AC1164<=AD1164,\"OK\",\"NOT OK\"))","v":"OK"},{"$f":"IF(AB1164<=1,\"-\",IF(OR($C$6>=15,$C$6>=16*($C$8/10)),\"OK\",\"NOT OK\"))","v":"OK"},{"$f":"IF(OR(AE1164=\"NOT OK\",AF1164=\"NOT OK\"),\"CANT USE\",IF(AB1164<=1,\"-\",(AA1164-U1164)*N1164/($C$5*$C$7)))","v":0.20913399516398265}]
[null,{"$f":"'ورودی نیروها'!C1158","v":"BASE"},{"$f":"'ورودی نیروها'!D1158","v":13},{"$f":"'ورودی نیروها'!E1158","v":"ACIS38"},"13 - ACIS38",{"$f":"ABS('ورودی نیروها'!H1158)","v":156245.51999999999},{"$f":"ABS('ورودی نیروها'!I1158)","v":2149614.9640000002},{"$f":"ABS('ورودی نیروها'!J1158)","v":461023.56199999998},{"$f":"VLOOKUP(C1165,'ورودی نیروها'!M$4:P$1000000,2,FALSE)","v":60},{"$f":"VLOOKUP(C1165,'ورودی نیروها'!M$4:P$1000000,3,FALSE)","v":45},{"$f":"VLOOKUP(C1165,'ورودی نیروها'!M$4:P$1000000,4,FALSE)","v":4},105,90,{"$f":"IF(VLOOKUP(C1165,'ورودی نیروها'!M$4:Q$1048576,5,FALSE)=0,IF(K1165=1,2*L1165+2*M1165,IF(K1165=2,L1165+2*M1165,IF(K1165=3,2*L1165+M1165,L1165+M1165))),VLOOKUP(C1165,'ورودی نیروها'!M$4:Q$1048576,5,FALSE))","v":195},225709.28571428571,352953.94736842107,263335,285525,1.3333333333333333,20,12.570053699169309,0.41863246886335237,0.38165241513967074,899898.61948492634,175950.75587359373,17550,13.558022768134874,1.0785970444208091,208327.36,882417.7696816856,"OK","OK",6.421798948276175E-2]
[null,{"$f":"'ورودی نیروها'!C1159","v":"BASE"},{"$f":"'ورودی نیروها'!D1159","v":13},{"$f":"'ورودی نیروها'!E1159","v":"ACIS39"},"13 - ACIS39",{"$f":"ABS('ورودی نیروها'!H1159)","v":212044.93},{"$f":"ABS('ورودی نیروها'!I1159)","v":2129375.352},{"$f":"ABS('ورودی نیروها'!J1159)","v":698417.81200000003},{"$f":"VLOOKUP(C1166,'ورودی نیروها'!M$4:P$1000000,2,FALSE)","v":60},{"$f":"VLOOKUP(C1166,'ورودی نیروها'!M$4:P$1000000,3,FALSE)","v":45},{"$f":"VLOOKUP(C1166,'ورودی نیروها'!M$4:P$1000000,4,FALSE)","v":4},105,90,{"$f":"IF(VLOOKUP(C1166,'ورودی نیروها'!M$4:Q$1048576,5,FALSE)=0,IF(K1166=1,2*L1166+2*M1166,IF(K1166=2,L1166+2*M1166,IF(K1166=3,2*L1166+M1166,L1166+M1166))),VLOOKUP(C1166,'ورودی نیروها'!M$4:Q$1048576,5,FALSE))","v":195},225709.28571428571,352953.94736842107,263335,285525,1.3333333333333333,20,12.570053699169309,0.41863246886335237,0.38165241513967074,891425.66074452992,266552.84472636454,17550,17.043993460715019,1.3559204971289318,282726.5733333333,882417.7696816856,"OK","OK",0.29080608450047113]
[null,{"$f":"'ورودی نیروها'!C1160","v":"BASE"},{"$f":"'ورودی نیروها'!D1160","v":13},{"$f":"'ورودی نیروها'!E1160","v":"ACIS40"},"13 - ACIS40",{"$f":"ABS('ورودی نیروها'!H1160)","v":173926.02},{"$f":"ABS('ورودی نیروها'!I1160)","v":2104413.3029999998},{"$f":"ABS('ورودی نیروها'!J1160)","v":706118.88100000005},{"$f":"VLOOKUP(C1167,'ورودی نیروها'!M$4:P$1000000,2,FALSE)","v":60},{"$f":"VLOOKUP(C1167,'ورودی نیروها'!M$4:P$1000000,3,FALSE)","v":45},{"$f":"VLOOKUP(C1167,'ورودی نیروها'!M$4:P$1000000,4,FALSE)","v":4},105,90,{"$f":"IF(VLOOKUP(C1167,'ورودی نیروها'!M$4:Q$1048576,5,FALSE)=0,IF(K1167=1,2*L1167+2*M1167,IF(K1167=2,L1167+2*M1167,IF(K1167=3,2*L1167+M1167,L1167+M1167))),VLOOKUP(C1167,'ورودی نیروها'!M$4:Q$1048576,5,FALSE))","v":195},225709.28571428571,352953.94736842107,263335,285525,1.3333333333333333,20,12.570053699169309,0.41863246886335237,0.38165241513967074,880975.73654377193,269491.97630937176,17550,14.836838827305783,1.1803321753737834,231901.36,882417.7696816856,"OK","OK",0.14734103332887083]
[null,{"$f":"'ورودی نیروها'!C1161","v":"BASE"},{"$f":"'ورودی نیروها'!D1161","v":13},{"$f":"'ورودی نیروها'!E1161","v":"ACIS41"},"13 - ACIS41",{"$f":"ABS('ورودی نیروها'!H1161)","v":72471.210000000006},{"$f":"ABS('ورودی نیروها'!I1161)","v":2499007.8459999999},{"$f":"ABS('ورودی نیروها'!J1161)","v":548676.321},{"$f":"VLOOKUP(C1168,'ورودی نیروها'!M$4:P$1000000,2,FALSE)","v":60},{"$f":"VLOOKUP(C1168,'ورودی نیروها'!M$4:P$1000000,3,FALSE)","v":45},{"$f":"VLOOKUP(C1168,'ورودی نیروها'!M$4:P$1000000,4,FALSE)","v":4},105,90,{"$f":"IF(VLOOKUP(C1168,'ورودی نیروها'!M$4:Q$1048576,5,FALSE)=0,IF(K1168=1,2*L1168+2*M1168,IF(K1168=2,L1168+2*M1168,IF(K1168=3,2*L1168+M1168,L1168+M1168))),VLOOKUP(C1168,'ورودی نیروها'!M$4:Q$1048576,5,FALSE))","v":195},225709.28571428571,352953.94736842107,263335,285525,1.3333333333333333,20,12.570053699169309,0.41863246886335237,0.38165241513967074,1046165.8242798683,209403.64303959924,17550,9.5596269041499511,0.76050804021479224,"-","-","-","-","-"]
[null,{"$f":"'ورودی نیروها'!C1162","v":"BASE"},{"$f":"'ورودی نیروها'!D1162","v":13},{"$f":"'ورودی نیروها'!E1162","v":"ACIS42"},"13 - ACIS42",{"$f":"ABS('ورودی نیروها'!H1162)","v":34352.300000000003},{"$f":"ABS('ورودی نیروها'!I1162)","v":2523969.895},{"$f":"ABS('ورودی نیروها'!J1162)","v":540975.25199999998},{"$f":"VLOOKUP(C1169,'ورودی نیروها'!M$4:P$1000000,2,FALSE)","v":60},{"$f":"VLOOKUP(C1169,'ورودی نیروها'!M$4:P$1000000,3,FALSE)","v":45},{"$f":"VLOOKUP(C1169,'ورودی نیروها'!M$4:P$1000000,4,FALSE)","v":4},105,90,{"$f":"IF(VLOOKUP(C1169,'ورودی نیروها'!M$4:Q$1048576,5,FALSE)=0,IF(K1169=1,2*L1169+2*M1169,IF(K1169=2,L1169+2*M1169,IF(K1169=3,2*L1169+M1169,L1169+M1169))),VLOOKUP(C1169,'ورودی نیروها'!M$4:Q$1048576,5,FALSE))","v":195},225709.28571428571,352953.94736842107,263335,285525,1.3333333333333333,20,12.570053699169309,0.41863246886335237,0.38165241513967074,1056615.7484806261,206464.51145659198,17550,7.4227462099238597,0.59051030230796797,"-","-","-","-","-"]
[null,{"$f":"'ورودی نیروها'!C1163","v":"BASE"},{"$f":"'ورودی نیروها'!D1163","v":13},{"$f":"'ورودی نیروها'!E1163","v":"ACIS43"},"13 - ACIS43",{"$f":"ABS('ورودی نیروها'!H1163)","v":90151.71},{"$f":"ABS('ورودی نیروها'!I1163)","v":2544209.5079999999},{"$f":"ABS('ورودی نیروها'!J1163)","v":618466.12300000002},{"$f":"VLOOKUP(C1170,'ورودی نیروها'!M$4:P$1000000,2,FALSE)","v":60},{"$f":"VLOOKUP(C1170,'ورودی نیروها'!M$4:P$1000000,3,FALSE)","v":45},{"$f":"VLOOKUP(C1170,'ورودی نیروها'!M$4:P$1000000,4,FALSE)","v":4},105,90,{"$f":"IF(VLOOKUP(C1170,'ورودی نیروها'!M$4:Q$1048576,5,FALSE)=0,IF(K1170=1,2*L1170+2*M1170,IF(K1170=2,L1170+2*M1170,IF(K1170=3,2*L1170+M1170,L1170+M1170))),VLOOKUP(C1170,'ورودی نیروها'!M$4:Q$1048576,5,FALSE))","v":195},225709.28571428571,352953.94736842107,263335,285525,1.3333333333333333,20,12.570053699169309,0.41863246886335237,0.38165241513967074,1065088.7076396551,236039.08952501867,17550,10.752046842898729,0.85537000081465653,"-","-","-","-","-"]
[null,{"$f":"'ورودی نیروها'!C1164","v":"BASE"},{"$f":"'ورودی نیروها'!D1164","v":13},{"$f":"'ورودی نیروها'!E1164","v":"ACIS44"},"13 - ACIS44",{"$f":"ABS('ورودی نیروها'!H1164)","v":52032.800000000003},{"$f":"ABS('ورودی نیروها'!I1164)","v":2569171.557},{"$f":"ABS('ورودی نیروها'!J1164)","v":626167.19200000004},{"$f":"VLOOKUP(C1171,'ورودی نیروها'!M$4:P$1000000,2,FALSE)","v":60},{"$f":"VLOOKUP(C1171,'ورودی نیروها'!M$4:P$1000000,3,FALSE)","v":45},{"$f":"VLOOKUP(C1171,'ورودی نیروها'!M$4:P$1000000,4,FALSE)","v":4},105,90,{"$f":"IF(VLOOKUP(C1171,'ورودی نیروها'!M$4:Q$1048576,5,FALSE)=0,IF(K1171=1,2*L1171+2*M1171,IF(K1171=2,L1171+2*M1171,IF(K1171=3,2*L1171+M1171,L1171+M1171))),VLOOKUP(C1171,'ورودی نیروها'!M$4:Q$1048576,5,FALSE))","v":195},225709.28571428571,352953.94736842107,263335,285525,1.3333333333333333,20,12.570053699169309,0.41863246886335237,0.38165241513967074,1075538.631840413,238978.22110802593,17550,8.6374885257437217,0.68714810075270638,"-","-","-","-","-"]
[null,{"$f":"'ورودی نیروها'!C1165","v":"BASE"},{"$f":"'ورودی نیروها'!D1165","v":13},{"$f":"'ورودی نیروها'!E1165","v":"ACIS45"},"13 - ACIS45",{"$f":"ABS('ورودی نیروها'!H1165)","v":202655.06},{"$f":"ABS('ورودی نیروها'!I1165)","v":2723101.6490000002},{"$f":"ABS('ورودی نیروها'!J1165)","v":681615.56499999994},{"$f":"VLOOKUP(C1172,'ورودی نیروها'!M$4:P$1000000,2,FALSE)","v":60},{"$f":"VLOOKUP(C1172,'ورودی نیروها'!M$4:P$1000000,3,FALSE)","v":45},{"$f":"VLOOKUP(C1172,'ورودی نیروها'!M$4:P$1000000,4,FALSE)","v":4},105,90,{"$f":"IF(VLOOKUP(C1172,'ورودی نیروها'!M$4:Q$1048576,5,FALSE)=0,IF(K1172=1,2*L1172+2*M1172,IF(K1172=2,L1172+2*M1172,IF(K1172=3,2*L1172+M1172,L1172+M1172))),VLOOKUP(C1172,'ورودی نیروها'!M$4:Q$1048576,5,FALSE))","v":195},225709.28571428571,352953.94736842107,263335,285525,1.3333333333333333,20,12.570053699169309,0.41863246886335237,0.38165241513967074,1139978.7662867361,260140.22657904119,17550,17.585815611398335,1.3990247004720826,270206.74666666664,882417.7696816856,"OK","OK",0.32602452429488671]
[null,{"$f":"'ورودی نیروها'!C1166","v":"BASE"},{"$f":"'ورودی نیروها'!D1166","v":13},{"$f":"'ورودی نیروها'!E1166","v":"ACIS46"},"13 - ACIS46",{"$f":"ABS('ورودی نیروها'!H1166)","v":164536.15},{"$f":"ABS('ورودی نیروها'!I1166)","v":2698139.6},{"$f":"ABS('ورودی نیروها'!J1166)","v":673914.49600000004},{"$f":"VLOOKUP(C1173,'ورودی نیروها'!M$4:P$1000000,2,FALSE)","v":60},{"$f":"VLOOKUP(C1173,'ورودی نیروها'!M$4:P$1000000,3,FALSE)","v":45},{"$f":"VLOOKUP(C1173,'ورودی نیروها'!M$4:P$1000000,4,FALSE)","v":4},105,90,{"$f":"IF(VLOOKUP(C1173,'ورودی نیروها'!M$4:Q$1048576,5,FALSE)=0,IF(K1173=1,2*L1173+2*M1173,IF(K1173=2,L1173+2*M1173,IF(K1173=3,2*L1173+M1173,L1173+M1173))),VLOOKUP(C1173,'ورودی نیروها'!M$4:Q$1048576,5,FALSE))","v":195},225709.28571428571,352953.94736842107,263335,285525,1.3333333333333333,20,12.570053699169309,0.41863246886335237,0.38165241513967074,1129528.842085978,257201.09499603399,17550,15.356338600918015,1.2216605408720598,219381.53333333333,882417.7696816856,"OK","OK",0.18110851861366589]
[null,{"$f":"'ورودی نیروها'!C1167","v":"BASE"},{"$f":"'ورودی نیروها'!D1167","v":13},{"$f":"'ورودی نیروها'!E1167","v":"ACIS47"},"13 - ACIS47",{"$f":"ABS('ورودی نیروها'!H1167)","v":220335.56},{"$f":"ABS('ورودی نیروها'!I1167)","v":2677899.9870000002},{"$f":"ABS('ورودی نیروها'!J1167)","v":485526.87900000002},{"$f":"VLOOKUP(C1174,'ورودی نیروها'!M$4:P$1000000,2,FALSE)","v":60},{"$f":"VLOOKUP(C1174,'ورودی نیروها'!M$4:P$1000000,3,FALSE)","v":45},{"$f":"VLOOKUP(C1174,'ورودی نیروها'!M$4:P$1000000,4,FALSE)","v":4},105,90,{"$f":"IF(VLOOKUP(C1174,'ورودی نیروها'!M$4:Q$1048576,5,FALSE)=0,IF(K1174=1,2*L1174+2*M1174,IF(K1174=2,L1174+2*M1174,IF(K1174=3,2*L1174+M1174,L1174+M1174))),VLOOKUP(C1174,'ورودی نیروها'!M$4:Q$1048576,5,FALSE))","v":195},225709.28571428571,352953.94736842107,263335,285525,1.3333333333333333,20,12.570053699169309,0.41863246886335237,0.38165241513967074,1121055.8829269493,185302.50598557669,17550,18.225222015499995,1.4498921366345801,293780.74666666664,882417.7696816856,"OK","OK",0.36758594056149463]
[null,{"$f":"'ورودی نیروها'!C1168","v":"BASE"},{"$f":"'ورودی نیروها'!D1168","v":13},{"$f":"'ورودی نیروها'!E1168","v":"ACIS48"},"13 - ACIS48",{"$f":"ABS('ورودی نیروها'!H1168)","v":182216.64},{"$f":"ABS('ورودی نیروها'!I1168)","v":2652937.9389999998},{"$f":"ABS('ورودی نیروها'!J1168)","v":493227.94799999997},{"$f":"VLOOKUP(C1175,'ورودی نیروها'!M$4:P$1000000,2,FALSE)","v":60},{"$f":"VLOOKUP(C1175,'ورودی نیروها'!M$4:P$1000000,3,FALSE)","v":45},{"$f":"VLOOKUP(C1175,'ورودی نیروها'!M$4:P$1000000,4,FALSE)","v":4},105,90,{"$f":"IF(VLOOKUP(C1175,'ورودی نیروها'!M$4:Q$1048576,5,FALSE)=0,IF(K1175=1,2*L1175+2*M1175,IF(K1175=2,L1175+2*M1175,IF(K1175=3,2*L1175+M1175,L1175+M1175))),VLOOKUP(C1175,'ورودی نیروها'!M$4:Q$1048576,5,FALSE))","v":195},225709.28571428571,352953.94736842107,263335,285525,1.3333333333333333,20,12.570053699169309,0.41863246886335237,0.38165241513967074,1110605.9591448237,188241.63756858392,17550,16.01806681414493,1.274303769696981,242955.52000000002,882417.7696816856,"OK","OK",0.2241208524734154]
[null,{"$f":"'ورودی نیروها'!C1169","v":"BASE"},{"$f":"'ورودی نیروها'!D1169","v":13},{"$f":"'ورودی نیروها'!E1169","v":"ACIS49"},"13 - ACIS49",{"$f":"ABS('ورودی نیروها'!H1169)","v":53028.78},{"$f":"ABS('ورودی نیروها'!I1169)","v":559439.87100000004},{"$f":"ABS('ورودی نیروها'!J1169)","v":1977957.101},{"$f":"VLOOKUP(C1176,'ورودی نیروها'!M$4:P$1000000,2,FALSE)","v":60},{"$f":"VLOOKUP(C1176,'ورودی نیروها'!M$4:P$1000000,3,FALSE)","v":45},{"$f":"VLOOKUP(C1176,'ورودی نیروها'!M$4:P$1000000,4,FALSE)","v":4},105,90,{"$f":"IF(VLOOKUP(C1176,'ورودی نیروها'!M$4:Q$1048576,5,FALSE)=0,IF(K1176=1,2*L1176+2*M1176,IF(K1176=2,L1176+2*M1176,IF(K1176=3,2*L1176+M1176,L1176+M1176))),VLOOKUP(C1176,'ورودی نیروها'!M$4:Q$1048576,5,FALSE))","v":195},225709.28571428571,352953.94736842107,263335,285525,1.3333333333333333,20,12.570053699169309,0.41863246886335237,0.38165241513967074,234199.69437732539,754892.10463931167,17550,6.925860208799155,0.55098095637068356,"-","-","-","-","-"]
[null,{"$f":"'ورودی نیروها'!C1170","v":"BASE"},{"$f":"'ورودی نیروها'!D1170","v":13},{"$f":"'ورودی نیروها'!E1170","v":"ACIS50"},"13 - ACIS50",{"$f":"ABS('ورودی نیروها'!H1170)","v":14909.86},{"$f":"ABS('ورودی نیروها'!I1170)","v":584401.92000000004},{"$f":"ABS('ورودی نیروها'!J1170)","v":1970256.0330000001},{"$f":"VLOOKUP(C1177,'ورودی نیروها'!M$4:P$1000000,2,FALSE)","v":60},{"$f":"VLOOKUP(C1177,'ورودی نیروها'!M$4:P$1000000,3,FALSE)","v":45},{"$f":"VLOOKUP(C1177,'ورودی نیروها'!M$4:P$1000000,4,FALSE)","v":4},105,90,{"$f":"IF(VLOOKUP(C1177,'ورودی نیروها'!M$4:Q$1048576,5,FALSE)=0,IF(K1177=1,2*L1177+2*M1177,IF(K1177=2,L1177+2*M1177,IF(K1177=3,2*L1177+M1177,L1177+M1177))),VLOOKUP(C1177,'ورودی نیروها'!M$4:Q$1048576,5,FALSE))","v":195},225709.28571428571,352953.94736842107,263335,285525,1.3333333333333333,20,12.570053699169309,0.41863246886335237,0.38165241513967074,244649.61857808335,751952.97343795688,17550,4.7889789462217962,0.38098317324915448,"-","-","-","-","-"]
[null,{"$f":"'ورودی نیروها'!C1171","v":"BASE"},{"$f":"'ورودی نیروها'!D1171","v":13},{"$f":"'ورودی نیروها'!E1171","v":"ACIS51"},"13 - ACIS51",{"$f":"ABS('ورودی نیروها'!H1171)","v":89596.74},{"$f":"ABS('ورودی نیروها'!I1171)","v":842635.58700000006},{"$f":"ABS('ورودی نیروها'!J1171)","v":1953971.595},{"$f":"VLOOKUP(C1178,'ورودی نیروها'!M$4:P$1000000,2,FALSE)","v":60},{"$f":"VLOOKUP(C1178,'ورودی نیروها'!M$4:P$1000000,3,FALSE)","v":45},{"$f":"VLOOKUP(C1178,'ورودی نیروها'!M$4:P$1000000,4,FALSE)","v":4},105,90,{"$f":"IF(VLOOKUP(C1178,'ورودی نیروها'!M$4:Q$1048576,5,FALSE)=0,IF(K1178=1,2*L1178+2*M1178,IF(K1178=2,L1178+2*M1178,IF(K1178=3,2*L1178+M1178,L1178+M1178))),VLOOKUP(C1178,'ورودی نیروها'!M$4:Q$1048576,5,FALSE))","v":195},225709.28571428571,352953.94736842107,263335,285525,1.3333333333333333,20,12.570053699169309,0.41863246886335237,0.38165241513967074,352754.61613793019,745737.97834606457,17550,9.4999973279975158,0.75576425967259975,"-","-","-","-","-"]
[null,{"$f":"'ورودی نیروها'!C1172","v":"BASE"},{"$f":"'ورودی نیروها'!D1172","v":13},{"$f":"'ورودی نیروها'!E1172","v":"ACIS52"},"13 - ACIS52",{"$f":"ABS('ورودی نیروها'!H1172)","v":51477.83},{"$f":"ABS('ورودی نیروها'!I1172)","v":817673.53799999994},{"$f":"ABS('ورودی نیروها'!J1172)","v":1946270.5260000001},{"$f":"VLOOKUP(C1179,'ورودی نیروها'!M$4:P$1000000,2,FALSE)","v":60},{"$f":"VLOOKUP(C1179,'ورودی نیروها'!M$4:P$1000000,3,FALSE)","v":45},{"$f":"VLOOKUP(C1179,'ورودی نیروها'!M$4:P$1000000,4,FALSE)","v":4},105,90,{"$f":"IF(VLOOKUP(C1179,'ورودی نیروها'!M$4:Q$1048576,5,FALSE)=0,IF(K1179=1,2*L1179+2*M1179,IF(K1179=2,L1179+2*M1179,IF(K1179=3,2*L1179+M1179,L1179+M1179))),VLOOKUP(C1179,'ورودی نیروها'!M$4:Q$1048576,5,FALSE))","v":195},225709.28571428571,352953.94736842107,263335,285525,1.3333333333333333,20,12.570053699169309,0.41863246886335237,0.38165241513967074,342304.69193717215,742798.8467630574,17550,7.2705203175171951,0.57840010007257703,"-","-","-","-","-"]
[null,{"$f":"'ورودی نیروها'!C1173","v":"BASE"},{"$f":"'ورودی نیروها'!D1173","v":13},{"$f":"'ورودی نیروها'!E1173","v":"ACIS54"},"13 - ACIS54",{"$f":"ABS('ورودی نیروها'!H1173)","v":111963.77},{"$f":"ABS('ورودی نیروها'!I1173)","v":710112.07700000005},{"$f":"ABS('ورودی نیروها'!J1173)","v":1912517.7109999999},{"$f":"VLOOKUP(C1180,'ورودی نیروها'!M$4:P$1000000,2,FALSE)","v":60},{"$f":"VLOOKUP(C1180,'ورودی نیروها'!M$4:P$1000000,3,FALSE)","v":45},{"$f":"VLOOKUP(C1180,'ورودی نیروها'!M$4:P$1000000,4,FALSE)","v":4},105,90,{"$f":"IF(VLOOKUP(C1180,'ورودی نیروها'!M$4:Q$1048576,5,FALSE)=0,IF(K1180=1,2*L1180+2*M1180,IF(K1180=2,L1180+2*M1180,IF(K1180=3,2*L1180+M1180,L1180+M1180))),VLOOKUP(C1180,'ورودی نیروها'!M$4:Q$1048576,5,FALSE))","v":195},225709.28571428571,352953.94736842107,263335,285525,1.3333333333333333,20,12.570053699169309,0.41863246886335237,0.38165241513967074,297275.97196419298,729917.00340054475,17550,10.46859579403147,0.83282029214587106,"-","-","-","-","-"]
[null,{"$f":"'ورودی نیروها'!C1174","v":"BASE"},{"$f":"'ورودی نیروها'!D1174","v":13},{"$f":"'ورودی نیروها'!E1174","v":"ACIS55"},"13 - ACIS55",{"$f":"ABS('ورودی نیروها'!H1174)","v":148531.74},{"$f":"ABS('ورودی نیروها'!I1174)","v":691963.38100000005},{"$f":"ABS('ورودی نیروها'!J1174)","v":1936503.2169999999},{"$f":"VLOOKUP(C1181,'ورودی نیروها'!M$4:P$1000000,2,FALSE)","v":60},{"$f":"VLOOKUP(C1181,'ورودی نیروها'!M$4:P$1000000,3,FALSE)","v":45},{"$f":"VLOOKUP(C1181,'ورودی نیروها'!M$4:P$1000000,4,FALSE)","v":4},105,90,{"$f":"IF(VLOOKUP(C1181,'ورودی نیروها'!M$4:Q$1048576,5,FALSE)=0,IF(K1181=1,2*L1181+2*M1181,IF(K1181=2,L1181+2*M1181,IF(K1181=3,2*L1181+M1181,L1181+M1181))),VLOOKUP(C1181,'ورودی نیروها'!M$4:Q$1048576,5,FALSE))","v":195},225709.28571428571,352953.94736842107,263335,285525,1.3333333333333333,20,12.570053699169309,0.41863246886335237,0.38165241513967074,289678.33855106257,739071.12969379185,17550,12.553341946317357,0.99867051062374879,"-","-","-","-","-"]
[null,{"$f":"'ورودی نیروها'!C1175","v":"BASE"},{"$f":"'ورودی نیروها'!D1175","v":13},{"$f":"'ورودی نیروها'!E1175","v":"ACIS56"},"13 - ACIS56",{"$f":"ABS('ورودی نیروها'!H1175)","v":110412.83},{"$f":"ABS('ورودی نیروها'!I1175)","v":667001.33200000005},{"$f":"ABS('ورودی نیروها'!J1175)","v":1944204.2860000001},{"$f":"VLOOKUP(C1182,'ورودی نیروها'!M$4:P$1000000,2,FALSE)","v":60},{"$f":"VLOOKUP(C1182,'ورودی نیروها'!M$4:P$1000000,3,FALSE)","v":45},{"$f":"VLOOKUP(C1182,'ورودی نیروها'!M$4:P$1000000,4,FALSE)","v":4},105,90,{"$f":"IF(VLOOKUP(C1182,'ورودی نیروها'!M$4:Q$1048576,5,FALSE)=0,IF(K1182=1,2*L1182+2*M1182,IF(K1182=2,L1182+2*M1182,IF(K1182=3,2*L1182+M1182,L1182+M1182))),VLOOKUP(C1182,'ورودی نیروها'!M$4:Q$1048576,5,FALSE))","v":195},225709.28571428571,352953.94736842107,263335,285525,1.3333333333333333,20,12.570053699169309,0.41863246886335237,0.38165241513967074,279228.41435030458,742010.26127679914,17550,10.346187312908125,0.82308218886860063,"-","-","-","-","-"]
[null,{"$f":"'ورودی نیروها'!C1176","v":"BASE"},{"$f":"'ورودی نیروها'!D1176","v":13},{"$f":"'ورودی نیروها'!E1176","v":"ACIS57"},"13 - ACIS57",{"$f":"ABS('ورودی نیروها'!H1176)","v":49470.98},{"$f":"ABS('ورودی نیروها'!I1176)","v":795330.68200000003},{"$f":"ABS('ورودی نیروها'!J1176)","v":1886402.05},{"$f":"VLOOKUP(C1183,'ورودی نیروها'!M$4:P$1000000,2,FALSE)","v":60},{"$f":"VLOOKUP(C1183,'ورودی نیروها'!M$4:P$1000000,3,FALSE)","v":45},{"$f":"VLOOKUP(C1183,'ورودی نیروها'!M$4:P$1000000,4,FALSE)","v":4},105,90,{"$f":"IF(VLOOKUP(C1183,'ورودی نیروها'!M$4:Q$1048576,5,FALSE)=0,IF(K1183=1,2*L1183+2*M1183,IF(K1183=2,L1183+2*M1183,IF(K1183=3,2*L1183+M1183,L1183+M1183))),VLOOKUP(C1183,'ورودی نیروها'!M$4:Q$1048576,5,FALSE))","v":195},225709.28571428571,352953.94736842107,263335,285525,1.3333333333333333,20,12.570053699169309,0.41863246886335237,0.38165241513967074,332951.24696843384,719949.8983069259,17550,7.027962049502241,0.55910358202898391,"-","-","-","-","-"]
[null,{"$f":"'ورودی نیروها'!C1177","v":"BASE"},{"$f":"'ورودی نیروها'!D1177","v":13},{"$f":"'ورودی نیروها'!E1177","v":"ACIS58"},"13 - ACIS58",{"$f":"ABS('ورودی نیروها'!H1177)","v":11352.06},{"$f":"ABS('ورودی نیروها'!I1177)","v":820292.73100000003},{"$f":"ABS('ورودی نیروها'!J1177)","v":1878700.9809999999},{"$f":"VLOOKUP(C1184,'ورودی نیروها'!M$4:P$1000000,2,FALSE)","v":60},{"$f":"VLOOKUP(C1184,'ورودی نیروها'!M$4:P$1000000,3,FALSE)","v":45},{"$f":"VLOOKUP(C1184,'ورودی نیروها'!M$4:P$1000000,4,FALSE)","v":4},105,90,{"$f":"IF(VLOOKUP(C1184,'ورودی نیروها'!M$4:Q$1048576,5,FALSE)=0,IF(K1184=1,2*L1184+2*M1184,IF(K1184=2,L1184+2*M1184,IF(K1184=3,2*L1184+M1184,L1184+M1184))),VLOOKUP(C1184,'ورودی نیروها'!M$4:Q$1048576,5,FALSE))","v":195},225709.28571428571,352953.94736842107,263335,285525,1.3333333333333333,20,12.570053699169309,0.41863246886335237,0.38165241513967074,343401.17116919177,717010.76672391861,17550,4.8910807854755785,0.38910579879215673,"-","-","-","-","-"]
[null,{"$f":"'ورودی نیروها'!C1178","v":"BASE"},{"$f":"'ورودی نیروها'!D1178","v":13},{"$f":"'ورودی نیروها'!E1178","v":"ACIS59"},"13 - ACIS59",{"$f":"ABS('ورودی نیروها'!H1178)","v":86038.94},{"$f":"ABS('ورودی نیروها'!I1178)","v":606744.77599999995},{"$f":"ABS('ورودی نیروها'!J1178)","v":1862416.5430000001},{"$f":"VLOOKUP(C1185,'ورودی نیروها'!M$4:P$1000000,2,FALSE)","v":60},{"$f":"VLOOKUP(C1185,'ورودی نیروها'!M$4:P$1000000,3,FALSE)","v":45},{"$f":"VLOOKUP(C1185,'ورودی نیروها'!M$4:P$1000000,4,FALSE)","v":4},105,90,{"$f":"IF(VLOOKUP(C1185,'ورودی نیروها'!M$4:Q$1048576,5,FALSE)=0,IF(K1185=1,2*L1185+2*M1185,IF(K1185=2,L1185+2*M1185,IF(K1185=3,2*L1185+M1185,L1185+M1185))),VLOOKUP(C1185,'ورودی نیروها'!M$4:Q$1048576,5,FALSE))","v":195},225709.28571428571,352953.94736842107,263335,285525,1.3333333333333333,20,12.570053699169309,0.41863246886335237,0.38165241513967074,254003.06354682168,710795.77163202642,17550,8.7270660264693696,0.69427436312750967,"-","-","-","-","-"]
[null,{"$f":"'ورودی نیروها'!C1179","v":"BASE"},{"$f":"'ورودی نیروها'!D1179","v":13},{"$f":"'ورودی نیروها'!E1179","v":"ACIS60"},"13 - ACIS60",{"$f":"ABS('ورودی نیروها'!H1179)","v":47920.03},{"$f":"ABS('ورودی نیروها'!I1179)","v":581782.72699999996},{"$f":"ABS('ورودی نیروها'!J1179)","v":1854715.4750000001},{"$f":"VLOOKUP(C1186,'ورودی نیروها'!M$4:P$1000000,2,FALSE)","v":60},{"$f":"VLOOKUP(C1186,'ورودی نیروها'!M$4:P$1000000,3,FALSE)","v":45},{"$f":"VLOOKUP(C1186,'ورودی نیروها'!M$4:P$1000000,4,FALSE)","v":4},105,90,{"$f":"IF(VLOOKUP(C1186,'ورودی نیروها'!M$4:Q$1048576,5,FALSE)=0,IF(K1186=1,2*L1186+2*M1186,IF(K1186=2,L1186+2*M1186,IF(K1186=3,2*L1186+M1186,L1186+M1186))),VLOOKUP(C1186,'ورودی نیروها'!M$4:Q$1048576,5,FALSE))","v":195},225709.28571428571,352953.94736842107,263335,285525,1.3333333333333333,20,12.570053699169309,0.41863246886335237,0.38165241513967074,243553.13934606372,707856.64043067163,17550,6.4975890174383526,0.51691020364278517,"-","-","-","-","-"]
[null,{"$f":"'ورودی نیروها'!C1180","v":"BASE"},{"$f":"'ورودی نیروها'!D1180","v":13},{"$f":"'ورودی نیروها'!E1180","v":"ACIS61"},"13 - ACIS61",{"$f":"ABS('ورودی نیروها'!H1180)","v":115521.57},{"$f":"ABS('ورودی نیروها'!I1180)","v":474221.266},{"$f":"ABS('ورودی نیروها'!J1180)","v":1820962.659},{"$f":"VLOOKUP(C1187,'ورودی نیروها'!M$4:P$1000000,2,FALSE)","v":60},{"$f":"VLOOKUP(C1187,'ورودی نیروها'!M$4:P$1000000,3,FALSE)","v":45},{"$f":"VLOOKUP(C1187,'ورودی نیروها'!M$4:P$1000000,4,FALSE)","v":4},105,90,{"$f":"IF(VLOOKUP(C1187,'ورودی نیروها'!M$4:Q$1048576,5,FALSE)=0,IF(K1187=1,2*L1187+2*M1187,IF(K1187=2,L1187+2*M1187,IF(K1187=3,2*L1187+M1187,L1187+M1187))),VLOOKUP(C1187,'ورودی نیروها'!M$4:Q$1048576,5,FALSE))","v":195},225709.28571428571,352953.94736842107,263335,285525,1.3333333333333333,20,12.570053699169309,0.41863246886335237,0.38165241513967074,198524.41937308453,694974.79668650671,17550,10.101111785950618,0.80358541241698511,"-","-","-","-","-"]
[null,{"$f":"'ورودی نیروها'!C1181","v":"BASE"},{"$f":"'ورودی نیروها'!D1181","v":13},{"$f":"'ورودی نیروها'!E1181","v":"ACIS62"},"13 - ACIS62",{"$f":"ABS('ورودی نیروها'!H1181)","v":77402.66},{"$f":"ABS('ورودی نیروها'!I1181)","v":499183.315},{"$f":"ABS('ورودی نیروها'!J1181)","v":1828663.7279999999},{"$f":"VLOOKUP(C1188,'ورودی نیروها'!M$4:P$1000000,2,FALSE)","v":60},{"$f":"VLOOKUP(C1188,'ورودی نیروها'!M$4:P$1000000,3,FALSE)","v":45},{"$f":"VLOOKUP(C1188,'ورودی نیروها'!M$4:P$1000000,4,FALSE)","v":4},105,90,{"$f":"IF(VLOOKUP(C1188,'ورودی نیروها'!M$4:Q$1048576,5,FALSE)=0,IF(K1188=1,2*L1188+2*M1188,IF(K1188=2,L1188+2*M1188,IF(K1188=3,2*L1188+M1188,L1188+M1188))),VLOOKUP(C1188,'ورودی نیروها'!M$4:Q$1048576,5,FALSE))","v":195},225709.28571428571,352953.94736842107,263335,285525,1.3333333333333333,20,12.570053699169309,0.41863246886335237,0.38165241513967074,208974.34357384252,697913.92826951388,17550,7.9865534687956128,0.63536351235503497,"-","-","-","-","-"]
[null,{"$f":"'ورودی نیروها'!C1182","v":"BASE"},{"$f":"'ورودی نیروها'!D1182","v":13},{"$f":"'ورودی نیروها'!E1182","v":"ACIS64"},"13 - ACIS64",{"$f":"ABS('ورودی نیروها'!H1182)","v":152089.54},{"$f":"ABS('ورودی نیروها'!I1182)","v":927854.19200000004},{"$f":"ABS('ورودی نیروها'!J1182)","v":1844948.166},{"$f":"VLOOKUP(C1189,'ورودی نیروها'!M$4:P$1000000,2,FALSE)","v":60},{"$f":"VLOOKUP(C1189,'ورودی نیروها'!M$4:P$1000000,3,FALSE)","v":45},{"$f":"VLOOKUP(C1189,'ورودی نیروها'!M$4:P$1000000,4,FALSE)","v":4},105,90,{"$f":"IF(VLOOKUP(C1189,'ورودی نیروها'!M$4:Q$1048576,5,FALSE)=0,IF(K1189=1,2*L1189+2*M1189,IF(K1189=2,L1189+2*M1189,IF(K1189=3,2*L1189+M1189,L1189+M1189))),VLOOKUP(C1189,'ورودی نیروها'!M$4:Q$1048576,5,FALSE))","v":195},225709.28571428571,352953.94736842107,263335,285525,1.3333333333333333,20,12.570053699169309,0.41863246886335237,0.38165241513967074,388429.89114217099,704128.9233614062,17550,13.060891080467737,1.0390481530982534,202786.05333333334,882417.7696816856,"OK","OK",3.1904429784397843E-2]
[null,{"$f":"'ورودی نیروها'!C1183","v":"BASE"},{"$f":"'ورودی نیروها'!D1183","v":13},{"$f":"'ورودی نیروها'!E1183","v":"ACIS65"},"13 - ACIS65",{"$f":"ABS('ورودی نیروها'!H1183)","v":56586.58},{"$f":"ABS('ورودی نیروها'!I1183)","v":323549.06},{"$f":"ABS('ورودی نیروها'!J1183)","v":2069512.1529999999},{"$f":"VLOOKUP(C1190,'ورودی نیروها'!M$4:P$1000000,2,FALSE)","v":60},{"$f":"VLOOKUP(C1190,'ورودی نیروها'!M$4:P$1000000,3,FALSE)","v":45},{"$f":"VLOOKUP(C1190,'ورودی نیروها'!M$4:P$1000000,4,FALSE)","v":4},105,90,{"$f":"IF(VLOOKUP(C1190,'ورودی نیروها'!M$4:Q$1048576,5,FALSE)=0,IF(K1190=1,2*L1190+2*M1190,IF(K1190=2,L1190+2*M1190,IF(K1190=3,2*L1190+M1190,L1190+M1190))),VLOOKUP(C1190,'ورودی نیروها'!M$4:Q$1048576,5,FALSE))","v":195},225709.28571428571,352953.94736842107,263335,285525,1.3333333333333333,20,12.570053699169309,0.41863246886335237,0.38165241513967074,135448.14178621693,789834.31135334983,17550,6.8237583695453727,0.54285833082768142,"-","-","-","-","-"]
[null,{"$f":"'ورودی نیروها'!C1184","v":"BASE"},{"$f":"'ورودی نیروها'!D1184","v":13},{"$f":"'ورودی نیروها'!E1184","v":"ACIS67"},"13 - ACIS67",{"$f":"ABS('ورودی نیروها'!H1184)","v":18467.66},{"$f":"ABS('ورودی نیروها'!I1184)","v":348511.109},{"$f":"ABS('ورودی نیروها'!J1184)","v":2061811.084},{"$f":"VLOOKUP(C1191,'ورودی نیروها'!M$4:P$1000000,2,FALSE)","v":60},{"$f":"VLOOKUP(C1191,'ورودی نیروها'!M$4:P$1000000,3,FALSE)","v":45},{"$f":"VLOOKUP(C1191,'ورودی نیروها'!M$4:P$1000000,4,FALSE)","v":4},105,90,{"$f":"IF(VLOOKUP(C1191,'ورودی نیروها'!M$4:Q$1048576,5,FALSE)=0,IF(K1191=1,2*L1191+2*M1191,IF(K1191=2,L1191+2*M1191,IF(K1191=3,2*L1191+M1191,L1191+M1191))),VLOOKUP(C1191,'ورودی نیروها'!M$4:Q$1048576,5,FALSE))","v":195},225709.28571428571,352953.94736842107,263335,285525,1.3333333333333333,20,12.570053699169309,0.41863246886335237,0.38165241513967074,145898.06598697489,786895.17977034254,17550,4.6868771055187093,0.37286054759085407,"-","-","-","-","-"]
[null,{"$f":"'ورودی نیروها'!C1185","v":"BASE"},{"$f":"'ورودی نیروها'!D1185","v":13},{"$f":"'ورودی نیروها'!E1185","v":"ACIS68"},"13 - ACIS68",{"$f":"ABS('ورودی نیروها'!H1185)","v":55035.63},{"$f":"ABS('ورودی نیروها'!I1185)","v":1053564.3489999999},{"$f":"ABS('ورودی نیروها'!J1185)","v":2037825.577},{"$f":"VLOOKUP(C1192,'ورودی نیروها'!M$4:P$1000000,2,FALSE)","v":60},{"$f":"VLOOKUP(C1192,'ورودی نیروها'!M$4:P$1000000,3,FALSE)","v":45},{"$f":"VLOOKUP(C1192,'ورودی نیروها'!M$4:P$1000000,4,FALSE)","v":4},105,90,{"$f":"IF(VLOOKUP(C1192,'ورودی نیروها'!M$4:Q$1048576,5,FALSE)=0,IF(K1192=1,2*L1192+2*M1192,IF(K1192=2,L1192+2*M1192,IF(K1192=3,2*L1192+M1192,L1192+M1192))),VLOOKUP(C1192,'ورودی نیروها'!M$4:Q$1048576,5,FALSE))","v":195},225709.28571428571,352953.94736842107,263335,285525,1.3333333333333333,20,12.570053699169309,0.41863246886335237,0.38165241513967074,441056.24452828057,777741.05309544306,17550,8.0434516175960358,0.63988999650236866,"-","-","-","-","-"]
[null,{"$f":"'ورودی نیروها'!C1186","v":"BASE"},{"$f":"'ورودی نیروها'!D1186","v":13},{"$f":"'ورودی نیروها'!E1186","v":"ACIS69"},"13 - ACIS69",{"$f":"ABS('ورودی نیروها'!H1186)","v":108405.97},{"$f":"ABS('ورودی نیروها'!I1186)","v":946002.88800000004},{"$f":"ABS('ورودی نیروها'!J1186)","v":2004072.7620000001},{"$f":"VLOOKUP(C1193,'ورودی نیروها'!M$4:P$1000000,2,FALSE)","v":60},{"$f":"VLOOKUP(C1193,'ورودی نیروها'!M$4:P$1000000,3,FALSE)","v":45},{"$f":"VLOOKUP(C1193,'ورودی نیروها'!M$4:P$1000000,4,FALSE)","v":4},105,90,{"$f":"IF(VLOOKUP(C1193,'ورودی نیروها'!M$4:Q$1048576,5,FALSE)=0,IF(K1193=1,2*L1193+2*M1193,IF(K1193=2,L1193+2*M1193,IF(K1193=3,2*L1193+M1193,L1193+M1193))),VLOOKUP(C1193,'ورودی نیروها'!M$4:Q$1048576,5,FALSE))","v":195},225709.28571428571,352953.94736842107,263335,285525,1.3333333333333333,20,12.570053699169309,0.41863246886335237,0.38165241513967074,396027.52455530141,764859.20973293064,17550,10.836079800663018,0.86205517175945878,"-","-","-","-","-"]
[null,{"$f":"'ورودی نیروها'!C1187","v":"BASE"},{"$f":"'ورودی نیروها'!D1187","v":13},{"$f":"'ورودی نیروها'!E1187","v":"ACIS70"},"13 - ACIS70",{"$f":"ABS('ورودی نیروها'!H1187)","v":70287.06},{"$f":"ABS('ورودی نیروها'!I1187)","v":970964.93700000003},{"$f":"ABS('ورودی نیروها'!J1187)","v":2011773.831},{"$f":"VLOOKUP(C1194,'ورودی نیروها'!M$4:P$1000000,2,FALSE)","v":60},{"$f":"VLOOKUP(C1194,'ورودی نیروها'!M$4:P$1000000,3,FALSE)","v":45},{"$f":"VLOOKUP(C1194,'ورودی نیروها'!M$4:P$1000000,4,FALSE)","v":4},105,90,{"$f":"IF(VLOOKUP(C1194,'ورودی نیروها'!M$4:Q$1048576,5,FALSE)=0,IF(K1194=1,2*L1194+2*M1194,IF(K1194=2,L1194+2*M1194,IF(K1194=3,2*L1194+M1194,L1194+M1194))),VLOOKUP(C1194,'ورودی نیروها'!M$4:Q$1048576,5,FALSE))","v":195},225709.28571428571,352953.94736842107,263335,285525,1.3333333333333333,20,12.570053699169309,0.41863246886335237,0.38165241513967074,406477.4487560594,767798.34131593781,17550,8.7215214835080115,0.69383327169750852,"-","-","-","-","-"]
[null,{"$f":"'ورودی نیروها'!C1188","v":"BASE"},{"$f":"'ورودی نیروها'!D1188","v":13},{"$f":"'ورودی نیروها'!E1188","v":"ACIS71"},"13 - ACIS71",{"$f":"ABS('ورودی نیروها'!H1188)","v":144973.94},{"$f":"ABS('ورودی نیروها'!I1188)","v":456072.57},{"$f":"ABS('ورودی نیروها'!J1188)","v":2028058.2690000001},{"$f":"VLOOKUP(C1195,'ورودی نیروها'!M$4:P$1000000,2,FALSE)","v":60},{"$f":"VLOOKUP(C1195,'ورودی نیروها'!M$4:P$1000000,3,FALSE)","v":45},{"$f":"VLOOKUP(C1195,'ورودی نیروها'!M$4:P$1000000,4,FALSE)","v":4},105,90,{"$f":"IF(VLOOKUP(C1195,'ورودی نیروها'!M$4:Q$1048576,5,FALSE)=0,IF(K1195=1,2*L1195+2*M1195,IF(K1195=2,L1195+2*M1195,IF(K1195=3,2*L1195+M1195,L1195+M1195))),VLOOKUP(C1195,'ورودی نیروها'!M$4:Q$1048576,5,FALSE))","v":195},225709.28571428571,352953.94736842107,263335,285525,1.3333333333333333,20,12.570053699169309,0.41863246886335237,0.38165241513967074,190926.78595995408,774013.33640783012,17550,12.045792813616282,0.95829286826454274,"-","-","-","-","-"]
[null,{"$f":"'ورودی نیروها'!C1189","v":"BASE"},{"$f":"'ورودی نیروها'!D1189","v":13},{"$f":"'ورودی نیروها'!E1189","v":"ACIS72"},"13 - ACIS72",{"$f":"ABS('ورودی نیروها'!H1189)","v":106855.03},{"$f":"ABS('ورودی نیروها'!I1189)","v":431110.52100000001},{"$f":"ABS('ورودی نیروها'!J1189)","v":2035759.338},{"$f":"VLOOKUP(C1196,'ورودی نیروها'!M$4:P$1000000,2,FALSE)","v":60},{"$f":"VLOOKUP(C1196,'ورودی نیروها'!M$4:P$1000000,3,FALSE)","v":45},{"$f":"VLOOKUP(C1196,'ورودی نیروها'!M$4:P$1000000,4,FALSE)","v":4},105,90,{"$f":"IF(VLOOKUP(C1196,'ورودی نیروها'!M$4:Q$1048576,5,FALSE)=0,IF(K1196=1,2*L1196+2*M1196,IF(K1196=2,L1196+2*M1196,IF(K1196=3,2*L1196+M1196,L1196+M1196))),VLOOKUP(C1196,'ورودی نیروها'!M$4:Q$1048576,5,FALSE))","v":195},225709.28571428571,352953.94736842107,263335,285525,1.3333333333333333,20,12.570053699169309,0.41863246886335237,0.38165241513967074,180476.86175919612,776952.46799083729,17550,9.8386381802070488,0.78270454650939436,"-","-","-","-","-"]
[null,{"$f":"'ورودی نیروها'!C1190","v":"BASE"},{"$f":"'ورودی نیروها'!D1190","v":13},{"$f":"'ورودی نیروها'!E1190","v":"ACIS73"},"13 - ACIS73",{"$f":"ABS('ورودی نیروها'!H1190)","v":30993.4},{"$f":"ABS('ورودی نیروها'!I1190)","v":2247929.844},{"$f":"ABS('ورودی نیروها'!J1190)","v":644274.00800000003},{"$f":"VLOOKUP(C1197,'ورودی نیروها'!M$4:P$1000000,2,FALSE)","v":60},{"$f":"VLOOKUP(C1197,'ورودی نیروها'!M$4:P$1000000,3,FALSE)","v":45},{"$f":"VLOOKUP(C1197,'ورودی نیروها'!M$4:P$1000000,4,FALSE)","v":4},105,90,{"$f":"IF(VLOOKUP(C1197,'ورودی نیروها'!M$4:Q$1048576,5,FALSE)=0,IF(K1197=1,2*L1197+2*M1197,IF(K1197=2,L1197+2*M1197,IF(K1197=3,2*L1197+M1197,L1197+M1197))),VLOOKUP(C1197,'ورودی نیروها'!M$4:Q$1048576,5,FALSE))","v":195},225709.28571428571,352953.94736842107,263335,285525,1.3333333333333333,20,12.570053699169309,0.41863246886335237,0.38165241513967074,941056.42042533052,245888.73116491557,17550,6.8690841277635473,0.54646418322122925,"-","-","-","-","-"]
[null,{"$f":"'ورودی نیروها'!C1191","v":"BASE"},{"$f":"'ورودی نیروها'!D1191","v":13},{"$f":"'ورودی نیروها'!E1191","v":"ACIS74"},"13 - ACIS74",{"$f":"ABS('ورودی نیروها'!H1191)","v":7125.51},{"$f":"ABS('ورودی نیروها'!I1191)","v":2272891.8930000002},{"$f":"ABS('ورودی نیروها'!J1191)","v":636572.93999999994},{"$f":"VLOOKUP(C1198,'ورودی نیروها'!M$4:P$1000000,2,FALSE)","v":60},{"$f":"VLOOKUP(C1198,'ورودی نیروها'!M$4:P$1000000,3,FALSE)","v":45},{"$f":"VLOOKUP(C1198,'ورودی نیروها'!M$4:P$1000000,4,FALSE)","v":4},105,90,{"$f":"IF(VLOOKUP(C1198,'ورودی نیروها'!M$4:Q$1048576,5,FALSE)=0,IF(K1198=1,2*L1198+2*M1198,IF(K1198=2,L1198+2*M1198,IF(K1198=3,2*L1198+M1198,L1198+M1198))),VLOOKUP(C1198,'ورودی نیروها'!M$4:Q$1048576,5,FALSE))","v":195},225709.28571428571,352953.94736842107,263335,285525,1.3333333333333333,20,12.570053699169309,0.41863246886335237,0.38165241513967074,951506.34462608863,242949.5999635607,17550,5.5442273666106896,0.44106632312772692,"-","-","-","-","-"]
[null,{"$f":"'ورودی نیروها'!C1192","v":"BASE"},{"$f":"'ورودی نیروها'!D1192","v":13},{"$f":"'ورودی نیروها'!E1192","v":"ACIS75"},"13 - ACIS75",{"$f":"ABS('ورودی نیروها'!H1192)","v":48673.9},{"$f":"ABS('ورودی نیروها'!I1192)","v":2293131.5060000001},{"$f":"ABS('ورودی نیروها'!J1192)","v":522868.435},{"$f":"VLOOKUP(C1199,'ورودی نیروها'!M$4:P$1000000,2,FALSE)","v":60},{"$f":"VLOOKUP(C1199,'ورودی نیروها'!M$4:P$1000000,3,FALSE)","v":45},{"$f":"VLOOKUP(C1199,'ورودی نیروها'!M$4:P$1000000,4,FALSE)","v":4},105,90,{"$f":"IF(VLOOKUP(C1199,'ورودی نیروها'!M$4:Q$1048576,5,FALSE)=0,IF(K1199=1,2*L1199+2*M1199,IF(K1199=2,L1199+2*M1199,IF(K1199=3,2*L1199+M1199,L1199+M1199))),VLOOKUP(C1199,'ورودی نیروها'!M$4:Q$1048576,5,FALSE))","v":195},225709.28571428571,352953.94736842107,263335,285525,1.3333333333333333,20,12.570053699169309,0.41863246886335237,0.38165241513967074,959979.30378511734,199554.00101804995,17550,7.7844038837326499,0.619281672937251,"-","-","-","-","-"]
[null,{"$f":"'ورودی نیروها'!C1193","v":"BASE"},{"$f":"'ورودی نیروها'!D1193","v":13},{"$f":"'ورودی نیروها'!E1193","v":"ACIS76"},"13 - ACIS76",{"$f":"ABS('ورودی نیروها'!H1193)","v":10554.98},{"$f":"ABS('ورودی نیروها'!I1193)","v":2318093.5550000002},{"$f":"ABS('ورودی نیروها'!J1193)","v":530569.50399999996},{"$f":"VLOOKUP(C1200,'ورودی نیروها'!M$4:P$1000000,2,FALSE)","v":60},{"$f":"VLOOKUP(C1200,'ورودی نیروها'!M$4:P$1000000,3,FALSE)","v":45},{"$f":"VLOOKUP(C1200,'ورودی نیروها'!M$4:P$1000000,4,FALSE)","v":4},105,90,{"$f":"IF(VLOOKUP(C1200,'ورودی نیروها'!M$4:Q$1048576,5,FALSE)=0,IF(K1200=1,2*L1200+2*M1200,IF(K1200=2,L1200+2*M1200,IF(K1200=3,2*L1200+M1200,L1200+M1200))),VLOOKUP(C1200,'ورودی نیروها'!M$4:Q$1048576,5,FALSE))","v":195},225709.28571428571,352953.94736842107,263335,285525,1.3333333333333333,20,12.570053699169309,0.41863246886335237,0.38165241513967074,970429.22798587533,202493.13260105718,17550,5.6698449967770737,0.45105972754529799,"-","-","-","-","-"]
[null,{"$f":"'ورودی نیروها'!C1194","v":"BASE"},{"$f":"'ورودی نیروها'!D1194","v":13},{"$f":"'ورودی نیروها'!E1194","v":"ACIS78"},"13 - ACIS78",{"$f":"ABS('ورودی نیروها'!H1194)","v":152886.62},{"$f":"ABS('ورودی نیروها'!I1194)","v":2425655.0150000001},{"$f":"ABS('ورودی نیروها'!J1194)","v":564322.31900000002},{"$f":"VLOOKUP(C1201,'ورودی نیروها'!M$4:P$1000000,2,FALSE)","v":60},{"$f":"VLOOKUP(C1201,'ورودی نیروها'!M$4:P$1000000,3,FALSE)","v":45},{"$f":"VLOOKUP(C1201,'ورودی نیروها'!M$4:P$1000000,4,FALSE)","v":4},105,90,{"$f":"IF(VLOOKUP(C1201,'ورودی نیروها'!M$4:Q$1048576,5,FALSE)=0,IF(K1201=1,2*L1201+2*M1201,IF(K1201=2,L1201+2*M1201,IF(K1201=3,2*L1201+M1201,L1201+M1201))),VLOOKUP(C1201,'ورودی نیروها'!M$4:Q$1048576,5,FALSE))","v":195},225709.28571428571,352953.94736842107,263335,285525,1.3333333333333333,20,12.570053699169309,0.41863246886335237,0.38165241513967074,1015457.9475402221,215374.97596356971,17550,14.028326783365321,1.1160116829327771,203848.82666666666,882417.7696816856,"OK","OK",9.4787750472740795E-2]
[null,{"$f":"'ورودی نیروها'!C1195","v":"BASE"},{"$f":"'ورودی نیروها'!D1195","v":13},{"$f":"'ورودی نیروها'!E1195","v":"ACIS79"},"13 - ACIS79",{"$f":"ABS('ورودی نیروها'!H1195)","v":170567.12},{"$f":"ABS('ورودی نیروها'!I1195)","v":2380453.3539999998},{"$f":"ABS('ورودی نیروها'!J1195)","v":602820.125},{"$f":"VLOOKUP(C1202,'ورودی نیروها'!M$4:P$1000000,2,FALSE)","v":60},{"$f":"VLOOKUP(C1202,'ورودی نیروها'!M$4:P$1000000,3,FALSE)","v":45},{"$f":"VLOOKUP(C1202,'ورودی نیروها'!M$4:P$1000000,4,FALSE)","v":4},105,90,{"$f":"IF(VLOOKUP(C1202,'ورودی نیروها'!M$4:Q$1048576,5,FALSE)=0,IF(K1202=1,2*L1202+2*M1202,IF(K1202=2,L1202+2*M1202,IF(K1202=3,2*L1202+M1202,L1202+M1202))),VLOOKUP(C1202,'ورودی نیروها'!M$4:Q$1048576,5,FALSE))","v":195},225709.28571428571,352953.94736842107,263335,285525,1.3333333333333333,20,12.570053699169309,0.41863246886335237,0.38165241513967074,996535.06459906767,230067.7566010482,17550,15.007720282685471,1.1939265051570349,227422.82666666666,882417.7696816856,"OK","OK",0.15844832792855051]
[null,{"$f":"'ورودی نیروها'!C1196","v":"BASE"},{"$f":"'ورودی نیروها'!D1196","v":13},{"$f":"'ورودی نیروها'!E1196","v":"ACIS80"},"13 - ACIS80",{"$f":"ABS('ورودی نیروها'!H1196)","v":132448.20000000001},{"$f":"ABS('ورودی نیروها'!I1196)","v":2355491.3050000002},{"$f":"ABS('ورودی نیروها'!J1196)","v":610521.19299999997},{"$f":"VLOOKUP(C1203,'ورودی نیروها'!M$4:P$1000000,2,FALSE)","v":60},{"$f":"VLOOKUP(C1203,'ورودی نیروها'!M$4:P$1000000,3,FALSE)","v":45},{"$f":"VLOOKUP(C1203,'ورودی نیروها'!M$4:P$1000000,4,FALSE)","v":4},105,90,{"$f":"IF(VLOOKUP(C1203,'ورودی نیروها'!M$4:Q$1048576,5,FALSE)=0,IF(K1203=1,2*L1203+2*M1203,IF(K1203=2,L1203+2*M1203,IF(K1203=3,2*L1203+M1203,L1203+M1203))),VLOOKUP(C1203,'ورودی نیروها'!M$4:Q$1048576,5,FALSE))","v":195},225709.28571428571,352953.94736842107,263335,285525,1.3333333333333333,20,12.570053699169309,0.41863246886335237,0.38165241513967074,986085.1403983098,233006.88780240304,17550,12.800565078026363,1.0183381379565855,176597.6,882417.7696816856,"OK","OK",1.4983239625708517E-2]
[null,{"$f":"'ورودی نیروها'!C1197","v":"BASE"},{"$f":"'ورودی نیروها'!D1197","v":13},{"$f":"'ورودی نیروها'!E1197","v":"ACIS81"},"13 - ACIS81",{"$f":"ABS('ورودی نیروها'!H1197)","v":35138.71},{"$f":"ABS('ورودی نیروها'!I1197)","v":1973667.5260000001},{"$f":"ABS('ورودی نیروها'!J1197)","v":750719.47499999998},{"$f":"VLOOKUP(C1204,'ورودی نیروها'!M$4:P$1000000,2,FALSE)","v":60},{"$f":"VLOOKUP(C1204,'ورودی نیروها'!M$4:P$1000000,3,FALSE)","v":45},{"$f":"VLOOKUP(C1204,'ورودی نیروها'!M$4:P$1000000,4,FALSE)","v":4},105,90,{"$f":"IF(VLOOKUP(C1204,'ورودی نیروها'!M$4:Q$1048576,5,FALSE)=0,IF(K1204=1,2*L1204+2*M1204,IF(K1204=2,L1204+2*M1204,IF(K1204=3,2*L1204+M1204,L1204+M1204))),VLOOKUP(C1204,'ورودی نیروها'!M$4:Q$1048576,5,FALSE))","v":195},225709.28571428571,352953.94736842107,263335,285525,1.3333333333333333,20,12.570053699169309,0.41863246886335237,0.38165241513967074,826241.30912480468,286513.90072613565,17550,6.7508701350686238,0.53705976892642504,"-","-","-","-","-"]
[null,{"$f":"'ورودی نیروها'!C1198","v":"BASE"},{"$f":"'ورودی نیروها'!D1198","v":13},{"$f":"'ورودی نیروها'!E1198","v":"ACIS82"},"13 - ACIS82",{"$f":"ABS('ورودی نیروها'!H1198)","v":2980.2},{"$f":"ABS('ورودی نیروها'!I1198)","v":1998629.575},{"$f":"ABS('ورودی نیروها'!J1198)","v":743018.40700000001},{"$f":"VLOOKUP(C1205,'ورودی نیروها'!M$4:P$1000000,2,FALSE)","v":60},{"$f":"VLOOKUP(C1205,'ورودی نیروها'!M$4:P$1000000,3,FALSE)","v":45},{"$f":"VLOOKUP(C1205,'ورودی نیروها'!M$4:P$1000000,4,FALSE)","v":4},105,90,{"$f":"IF(VLOOKUP(C1205,'ورودی نیروها'!M$4:Q$1048576,5,FALSE)=0,IF(K1205=1,2*L1205+2*M1205,IF(K1205=2,L1205+2*M1205,IF(K1205=3,2*L1205+M1205,L1205+M1205))),VLOOKUP(C1205,'ورودی نیروها'!M$4:Q$1048576,5,FALSE))","v":195},225709.28571428571,352953.94736842107,263335,285525,1.3333333333333333,20,12.570053699169309,0.41863246886335237,0.38165241513967074,836691.23332556267,283574.76952478086,17550,4.9536133739157666,0.39408052602377713,"-","-","-","-","-"]
[null,{"$f":"'ورودی نیروها'!C1199","v":"BASE"},{"$f":"'ورودی نیروها'!D1199","v":13},{"$f":"'ورودی نیروها'!E1199","v":"ACIS83"},"13 - ACIS83",{"$f":"ABS('ورودی نیروها'!H1199)","v":52819.21},{"$f":"ABS('ورودی نیروها'!I1199)","v":2018869.1880000001},{"$f":"ABS('ورودی نیروها'!J1199)","v":416422.96799999999},{"$f":"VLOOKUP(C1206,'ورودی نیروها'!M$4:P$1000000,2,FALSE)","v":60},{"$f":"VLOOKUP(C1206,'ورودی نیروها'!M$4:P$1000000,3,FALSE)","v":45},{"$f":"VLOOKUP(C1206,'ورودی نیروها'!M$4:P$1000000,4,FALSE)","v":4},105,90,{"$f":"IF(VLOOKUP(C1206,'ورودی نیروها'!M$4:Q$1048576,5,FALSE)=0,IF(K1206=1,2*L1206+2*M1206,IF(K1206=2,L1206+2*M1206,IF(K1206=3,2*L1206+M1206,L1206+M1206))),VLOOKUP(C1206,'ورودی نیروها'!M$4:Q$1048576,5,FALSE))","v":195},225709.28571428571,352953.94736842107,263335,285525,1.3333333333333333,20,12.570053699169309,0.41863246886335237,0.38165241513967074,845164.19248459151,158928.83145682982,17550,7.3576462522413637,0.58533133018577266,"-","-","-","-","-"]
[null,{"$f":"'ورودی نیروها'!C1200","v":"BASE"},{"$f":"'ورودی نیروها'!D1200","v":13},{"$f":"'ورودی نیروها'!E1200","v":"ACIS84"},"13 - ACIS84",{"$f":"ABS('ورودی نیروها'!H1200)","v":14700.3},{"$f":"ABS('ورودی نیروها'!I1200)","v":2043831.237},{"$f":"ABS('ورودی نیروها'!J1200)","v":424124.03700000001},{"$f":"VLOOKUP(C1207,'ورودی نیروها'!M$4:P$1000000,2,FALSE)","v":60},{"$f":"VLOOKUP(C1207,'ورودی نیروها'!M$4:P$1000000,3,FALSE)","v":45},{"$f":"VLOOKUP(C1207,'ورودی نیروها'!M$4:P$1000000,4,FALSE)","v":4},105,90,{"$f":"IF(VLOOKUP(C1207,'ورودی نیروها'!M$4:Q$1048576,5,FALSE)=0,IF(K1207=1,2*L1207+2*M1207,IF(K1207=2,L1207+2*M1207,IF(K1207=3,2*L1207+M1207,L1207+M1207))),VLOOKUP(C1207,'ورودی نیروها'!M$4:Q$1048576,5,FALSE))","v":195},225709.28571428571,352953.94736842107,263335,285525,1.3333333333333333,20,12.570053699169309,0.41863246886335237,0.38165241513967074,855614.11668534949,161867.96303983708,17550,5.2430879350863577,0.41710943012382251,"-","-","-","-","-"]
[null,{"$f":"'ورودی نیروها'!C1201","v":"BASE"},{"$f":"'ورودی نیروها'!D1201","v":13},{"$f":"'ورودی نیروها'!E1201","v":"ACIS85"},"13 - ACIS85",{"$f":"ABS('ورودی نیروها'!H1201)","v":148741.31},{"$f":"ABS('ورودی نیروها'!I1201)","v":2151392.6970000002},{"$f":"ABS('ورودی نیروها'!J1201)","v":457876.85200000001},{"$f":"VLOOKUP(C1208,'ورودی نیروها'!M$4:P$1000000,2,FALSE)","v":60},{"$f":"VLOOKUP(C1208,'ورودی نیروها'!M$4:P$1000000,3,FALSE)","v":45},{"$f":"VLOOKUP(C1208,'ورودی نیروها'!M$4:P$1000000,4,FALSE)","v":4},105,90,{"$f":"IF(VLOOKUP(C1208,'ورودی نیروها'!M$4:Q$1048576,5,FALSE)=0,IF(K1208=1,2*L1208+2*M1208,IF(K1208=2,L1208+2*M1208,IF(K1208=3,2*L1208+M1208,L1208+M1208))),VLOOKUP(C1208,'ورودی نیروها'!M$4:Q$1048576,5,FALSE))","v":195},225709.28571428571,352953.94736842107,263335,285525,1.3333333333333333,20,12.570053699169309,0.41863246886335237,0.38165241513967074,900642.83623969625,174749.80640234958,17550,13.129169151874034,1.044479957372153,198321.74666666667,882417.7696816856,"OK","OK",3.6342504425807158E-2]
[null,{"$f":"'ورودی نیروها'!C1202","v":"BASE"},{"$f":"'ورودی نیروها'!D1202","v":13},{"$f":"'ورودی نیروها'!E1202","v":"ACIS86"},"13 - ACIS86",{"$f":"ABS('ورودی نیروها'!H1202)","v":110622.39},{"$f":"ABS('ورودی نیروها'!I1202)","v":2126430.6490000002},{"$f":"ABS('ورودی نیروها'!J1202)","v":450175.78399999999},{"$f":"VLOOKUP(C1209,'ورودی نیروها'!M$4:P$1000000,2,FALSE)","v":60},{"$f":"VLOOKUP(C1209,'ورودی نیروها'!M$4:P$1000000,3,FALSE)","v":45},{"$f":"VLOOKUP(C1209,'ورودی نیروها'!M$4:P$1000000,4,FALSE)","v":4},105,90,{"$f":"IF(VLOOKUP(C1209,'ورودی نیروها'!M$4:Q$1048576,5,FALSE)=0,IF(K1209=1,2*L1209+2*M1209,IF(K1209=2,L1209+2*M1209,IF(K1209=3,2*L1209+M1209,L1209+M1209))),VLOOKUP(C1209,'ورودی نیروها'!M$4:Q$1048576,5,FALSE))","v":195},225709.28571428571,352953.94736842107,263335,285525,1.3333333333333333,20,12.570053699169309,0.41863246886335237,0.38165241513967074,890192.91245757078,171810.67520099474,17550,10.89969157489719,0.86711575270497809,"-","-","-","-","-"]
[null,{"$f":"'ورودی نیروها'!C1203","v":"BASE"},{"$f":"'ورودی نیروها'!D1203","v":13},{"$f":"'ورودی نیروها'!E1203","v":"ACIS87"},"13 - ACIS87",{"$f":"ABS('ورودی نیروها'!H1203)","v":166421.79999999999},{"$f":"ABS('ورودی نیروها'!I1203)","v":2106191.0359999998},{"$f":"ABS('ورودی نیروها'!J1203)","v":709265.59100000001},{"$f":"VLOOKUP(C1210,'ورودی نیروها'!M$4:P$1000000,2,FALSE)","v":60},{"$f":"VLOOKUP(C1210,'ورودی نیروها'!M$4:P$1000000,3,FALSE)","v":45},{"$f":"VLOOKUP(C1210,'ورودی نیروها'!M$4:P$1000000,4,FALSE)","v":4},105,90,{"$f":"IF(VLOOKUP(C1210,'ورودی نیروها'!M$4:Q$1048576,5,FALSE)=0,IF(K1210=1,2*L1210+2*M1210,IF(K1210=2,L1210+2*M1210,IF(K1210=3,2*L1210+M1210,L1210+M1210))),VLOOKUP(C1210,'ورودی نیروها'!M$4:Q$1048576,5,FALSE))","v":195},225709.28571428571,352953.94736842107,263335,285525,1.3333333333333333,20,12.570053699169309,0.41863246886335237,0.38165241513967074,881719.95329854183,270692.92578061594,17550,14.417105718740672,1.1469406626077838,221895.73333333331,882417.7696816856,"OK","OK",0.12005838127213858]
[null,{"$f":"'ورودی نیروها'!C1204","v":"BASE"},{"$f":"'ورودی نیروها'!D1204","v":13},{"$f":"'ورودی نیروها'!E1204","v":"ACIS88"},"13 - ACIS88",{"$f":"ABS('ورودی نیروها'!H1204)","v":128302.89},{"$f":"ABS('ورودی نیروها'!I1204)","v":2081228.987},{"$f":"ABS('ورودی نیروها'!J1204)","v":716966.66},{"$f":"VLOOKUP(C1211,'ورودی نیروها'!M$4:P$1000000,2,FALSE)","v":60},{"$f":"VLOOKUP(C1211,'ورودی نیروها'!M$4:P$1000000,3,FALSE)","v":45},{"$f":"VLOOKUP(C1211,'ورودی نیروها'!M$4:P$1000000,4,FALSE)","v":4},105,90,{"$f":"IF(VLOOKUP(C1211,'ورودی نیروها'!M$4:Q$1048576,5,FALSE)=0,IF(K1211=1,2*L1211+2*M1211,IF(K1211=2,L1211+2*M1211,IF(K1211=3,2*L1211+M1211,L1211+M1211))),VLOOKUP(C1211,'ورودی نیروها'!M$4:Q$1048576,5,FALSE))","v":195},225709.28571428571,352953.94736842107,263335,285525,1.3333333333333333,20,12.570053699169309,0.41863246886335237,0.38165241513967074,871270.02909778384,273632.05736362317,17550,12.20995108533144,0.97135234085263567,"-","-","-","-","-"]
[null,{"$f":"'ورودی نیروها'!C1205","v":"BASE"},{"$f":"'ورودی نیروها'!D1205","v":13},{"$f":"'ورودی نیروها'!E1205","v":"ACIS89"},"13 - ACIS89",{"$f":"ABS('ورودی نیروها'!H1205)","v":26848.09},{"$f":"ABS('ورودی نیروها'!I1205)","v":2522192.162},{"$f":"ABS('ورودی نیروها'!J1205)","v":537828.54200000002},{"$f":"VLOOKUP(C1212,'ورودی نیروها'!M$4:P$1000000,2,FALSE)","v":60},{"$f":"VLOOKUP(C1212,'ورودی نیروها'!M$4:P$1000000,3,FALSE)","v":45},{"$f":"VLOOKUP(C1212,'ورودی نیروها'!M$4:P$1000000,4,FALSE)","v":4},105,90,{"$f":"IF(VLOOKUP(C1212,'ورودی نیروها'!M$4:Q$1048576,5,FALSE)=0,IF(K1212=1,2*L1212+2*M1212,IF(K1212=2,L1212+2*M1212,IF(K1212=3,2*L1212+M1212,L1212+M1212))),VLOOKUP(C1212,'ورودی نیروها'!M$4:Q$1048576,5,FALSE))","v":195},225709.28571428571,352953.94736842107,263335,285525,1.3333333333333333,20,12.570053699169309,0.41863246886335237,0.38165241513967074,1055871.5317258565,205263.56198534786,17550,6.9872981219077728,0.55586859763133134,"-","-","-","-","-"]
[null,{"$f":"'ورودی نیروها'!C1206","v":"BASE"},{"$f":"'ورودی نیروها'!D1206","v":13},{"$f":"'ورودی نیروها'!E1206","v":"ACIS90"},"13 - ACIS90",{"$f":"ABS('ورودی نیروها'!H1206)","v":11270.83},{"$f":"ABS('ورودی نیروها'!I1206)","v":2547154.2110000001},{"$f":"ABS('ورودی نیروها'!J1206)","v":530127.473},{"$f":"VLOOKUP(C1213,'ورودی نیروها'!M$4:P$1000000,2,FALSE)","v":60},{"$f":"VLOOKUP(C1213,'ورودی نیروها'!M$4:P$1000000,3,FALSE)","v":45},{"$f":"VLOOKUP(C1213,'ورودی نیروها'!M$4:P$1000000,4,FALSE)","v":4},105,90,{"$f":"IF(VLOOKUP(C1213,'ورودی نیروها'!M$4:Q$1048576,5,FALSE)=0,IF(K1213=1,2*L1213+2*M1213,IF(K1213=2,L1213+2*M1213,IF(K1213=3,2*L1213+M1213,L1213+M1213))),VLOOKUP(C1213,'ورودی نیروها'!M$4:Q$1048576,5,FALSE))","v":195},225709.28571428571,352953.94736842107,263335,285525,1.3333333333333333,20,12.570053699169309,0.41863246886335237,0.38165241513967074,1066321.4559266143,202324.4304023406,17550,6.134841929106182,0.48805216556167957,"-","-","-","-","-"]
[null,{"$f":"'ورودی نیروها'!C1207","v":"BASE"},{"$f":"'ورودی نیروها'!D1207","v":13},{"$f":"'ورودی نیروها'!E1207","v":"ACIS91"},"13 - ACIS91",{"$f":"ABS('ورودی نیروها'!H1207)","v":44528.58},{"$f":"ABS('ورودی نیروها'!I1207)","v":2567393.824},{"$f":"ABS('ورودی نیروها'!J1207)","v":629313.902},{"$f":"VLOOKUP(C1214,'ورودی نیروها'!M$4:P$1000000,2,FALSE)","v":60},{"$f":"VLOOKUP(C1214,'ورودی نیروها'!M$4:P$1000000,3,FALSE)","v":45},{"$f":"VLOOKUP(C1214,'ورودی نیروها'!M$4:P$1000000,4,FALSE)","v":4},105,90,{"$f":"IF(VLOOKUP(C1214,'ورودی نیروها'!M$4:Q$1048576,5,FALSE)=0,IF(K1214=1,2*L1214+2*M1214,IF(K1214=2,L1214+2*M1214,IF(K1214=3,2*L1214+M1214,L1214+M1214))),VLOOKUP(C1214,'ورودی نیروها'!M$4:Q$1048576,5,FALSE))","v":195},225709.28571428571,352953.94736842107,263335,285525,1.3333333333333333,20,12.570053699169309,0.41863246886335237,0.38165241513967074,1074794.4150856433,240179.17057927008,17550,8.2111609454233658,0.65323197035872649,"-","-","-","-","-"]
[null,{"$f":"'ورودی نیروها'!C1208","v":"BASE"},{"$f":"'ورودی نیروها'!D1208","v":13},{"$f":"'ورودی نیروها'!E1208","v":"ACIS92"},"13 - ACIS92",{"$f":"ABS('ورودی نیروها'!H1208)","v":6409.67},{"$f":"ABS('ورودی نیروها'!I1208)","v":2592355.8730000001},{"$f":"ABS('ورودی نیروها'!J1208)","v":637014.97100000002},{"$f":"VLOOKUP(C1215,'ورودی نیروها'!M$4:P$1000000,2,FALSE)","v":60},{"$f":"VLOOKUP(C1215,'ورودی نیروها'!M$4:P$1000000,3,FALSE)","v":45},{"$f":"VLOOKUP(C1215,'ورودی نیروها'!M$4:P$1000000,4,FALSE)","v":4},105,90,{"$f":"IF(VLOOKUP(C1215,'ورودی نیروها'!M$4:Q$1048576,5,FALSE)=0,IF(K1215=1,2*L1215+2*M1215,IF(K1215=2,L1215+2*M1215,IF(K1215=3,2*L1215+M1215,L1215+M1215))),VLOOKUP(C1215,'ورودی نیروها'!M$4:Q$1048576,5,FALSE))","v":195},225709.28571428571,352953.94736842107,263335,285525,1.3333333333333333,20,12.570053699169309,0.41863246886335237,0.38165241513967074,1085244.3392864012,243118.30216227734,17550,6.0966026282683581,0.48501007029677617,"-","-","-","-","-"]
[null,{"$f":"'ورودی نیروها'!C1209","v":"BASE"},{"$f":"'ورودی نیروها'!D1209","v":13},{"$f":"'ورودی نیروها'!E1209","v":"ACIS93"},"13 - ACIS93",{"$f":"ABS('ورودی نیروها'!H1209)","v":157031.93},{"$f":"ABS('ورودی نیروها'!I1209)","v":2699917.3330000001},{"$f":"ABS('ورودی نیروها'!J1209)","v":670767.78599999996},{"$f":"VLOOKUP(C1216,'ورودی نیروها'!M$4:P$1000000,2,FALSE)","v":60},{"$f":"VLOOKUP(C1216,'ورودی نیروها'!M$4:P$1000000,3,FALSE)","v":45},{"$f":"VLOOKUP(C1216,'ورودی نیروها'!M$4:P$1000000,4,FALSE)","v":4},105,90,{"$f":"IF(VLOOKUP(C1216,'ورودی نیروها'!M$4:Q$1048576,5,FALSE)=0,IF(K1216=1,2*L1216+2*M1216,IF(K1216=2,L1216+2*M1216,IF(K1216=3,2*L1216+M1216,L1216+M1216))),VLOOKUP(C1216,'ورودی نیروها'!M$4:Q$1048576,5,FALSE))","v":195},225709.28571428571,352953.94736842107,263335,285525,1.3333333333333333,20,12.570053699169309,0.41863246886335237,0.38165241513967074,1130273.0588407479,256000.14552478981,17550,14.927484414856606,1.1875434084934011,209375.90666666665,882417.7696816856,"OK","OK",0.15323299651967429]
[null,{"$f":"'ورودی نیروها'!C1210","v":"BASE"},{"$f":"'ورودی نیروها'!D1210","v":13},{"$f":"'ورودی نیروها'!E1210","v":"ACIS94"},"13 - ACIS94",{"$f":"ABS('ورودی نیروها'!H1210)","v":118913.02},{"$f":"ABS('ورودی نیروها'!I1210)","v":2674955.284},{"$f":"ABS('ورودی نیروها'!J1210)","v":663066.71699999995},{"$f":"VLOOKUP(C1217,'ورودی نیروها'!M$4:P$1000000,2,FALSE)","v":60},{"$f":"VLOOKUP(C1217,'ورودی نیروها'!M$4:P$1000000,3,FALSE)","v":45},{"$f":"VLOOKUP(C1217,'ورودی نیروها'!M$4:P$1000000,4,FALSE)","v":4},105,90,{"$f":"IF(VLOOKUP(C1217,'ورودی نیروها'!M$4:Q$1048576,5,FALSE)=0,IF(K1217=1,2*L1217+2*M1217,IF(K1217=2,L1217+2*M1217,IF(K1217=3,2*L1217+M1217,L1217+M1217))),VLOOKUP(C1217,'ورودی نیروها'!M$4:Q$1048576,5,FALSE))","v":195},225709.28571428571,352953.94736842107,263335,285525,1.3333333333333333,20,12.570053699169309,0.41863246886335237,0.38165241513967074,1119823.1346399898,253061.01394178256,17550,12.698007404376284,1.0101792488933783,158550.69333333333,882417.7696816856,"OK","OK",8.3169908384533899E-3]
[null,{"$f":"'ورودی نیروها'!C1211","v":"BASE"},{"$f":"'ورودی نیروها'!D1211","v":13},{"$f":"'ورودی نیروها'!E1211","v":"ACIS95"},"13 - ACIS95",{"$f":"ABS('ورودی نیروها'!H1211)","v":174712.43},{"$f":"ABS('ورودی نیروها'!I1211)","v":2654715.6719999998},{"$f":"ABS('ورودی نیروها'!J1211)","v":496374.658},{"$f":"VLOOKUP(C1218,'ورودی نیروها'!M$4:P$1000000,2,FALSE)","v":60},{"$f":"VLOOKUP(C1218,'ورودی نیروها'!M$4:P$1000000,3,FALSE)","v":45},{"$f":"VLOOKUP(C1218,'ورودی نیروها'!M$4:P$1000000,4,FALSE)","v":4},105,90,{"$f":"IF(VLOOKUP(C1218,'ورودی نیروها'!M$4:Q$1048576,5,FALSE)=0,IF(K1218=1,2*L1218+2*M1218,IF(K1218=2,L1218+2*M1218,IF(K1218=3,2*L1218+M1218,L1218+M1218))),VLOOKUP(C1218,'ورودی نیروها'!M$4:Q$1048576,5,FALSE))","v":195},225709.28571428571,352953.94736842107,263335,285525,1.3333333333333333,20,12.570053699169309,0.41863246886335237,0.38165241513967074,1111350.1758995934,189442.5870398281,17550,15.598334275380392,1.2409123022609845,232949.90666666665,882417.7696816856,"OK","OK",0.19683823745372039]
[null,{"$f":"'ورودی نیروها'!C1212","v":"BASE"},{"$f":"'ورودی نیروها'!D1212","v":13},{"$f":"'ورودی نیروها'!E1212","v":"ACIS96"},"13 - ACIS96",{"$f":"ABS('ورودی نیروها'!H1212)","v":136593.51999999999},{"$f":"ABS('ورودی نیروها'!I1212)","v":2629753.6230000001},{"$f":"ABS('ورودی نیروها'!J1212)","v":504075.72700000001},{"$f":"VLOOKUP(C1219,'ورودی نیروها'!M$4:P$1000000,2,FALSE)","v":60},{"$f":"VLOOKUP(C1219,'ورودی نیروها'!M$4:P$1000000,3,FALSE)","v":45},{"$f":"VLOOKUP(C1219,'ورودی نیروها'!M$4:P$1000000,4,FALSE)","v":4},105,90,{"$f":"IF(VLOOKUP(C1219,'ورودی نیروها'!M$4:Q$1048576,5,FALSE)=0,IF(K1219=1,2*L1219+2*M1219,IF(K1219=2,L1219+2*M1219,IF(K1219=3,2*L1219+M1219,L1219+M1219))),VLOOKUP(C1219,'ورودی نیروها'!M$4:Q$1048576,5,FALSE))","v":195},225709.28571428571,352953.94736842107,263335,285525,1.3333333333333333,20,12.570053699169309,0.41863246886335237,0.38165241513967074,1100900.2516988358,192381.71862283535,17550,13.391179641971158,1.0653239805058361,182124.69333333333,882417.7696816856,"OK","OK",5.3373186282120212E-2]
[null,{"$f":"'ورودی نیروها'!C1213","v":"BASE"},{"$f":"'ورودی نیروها'!D1213","v":14},{"$f":"'ورودی نیروها'!E1213","v":"ACIB01"},"14 - ACIB01",{"$f":"ABS('ورودی نیروها'!H1213)","v":15041.36},{"$f":"ABS('ورودی نیروها'!I1213)","v":10084.736999999999},{"$f":"ABS('ورودی نیروها'!J1213)","v":14274.583000000001},{"$f":"VLOOKUP(C1220,'ورودی نیروها'!M$4:P$1000000,2,FALSE)","v":50},{"$f":"VLOOKUP(C1220,'ورودی نیروها'!M$4:P$1000000,3,FALSE)","v":45},{"$f":"VLOOKUP(C1220,'ورودی نیروها'!M$4:P$1000000,4,FALSE)","v":3},95,135,{"$f":"IF(VLOOKUP(C1220,'ورودی نیروها'!M$4:Q$1048576,5,FALSE)=0,IF(K1220=1,2*L1220+2*M1220,IF(K1220=2,L1220+2*M1220,IF(K1220=3,2*L1220+M1220,L1220+M1220))),VLOOKUP(C1220,'ورودی نیروها'!M$4:Q$1048576,5,FALSE))","v":325},1427625,1549125,1455907.894736842,601353.26086956519,1.1111111111111112,30,12.570053699169309,0.35866478943038027,0.44280983864878554,3617.0400725657646,6320.9257950086976,29250,0.52727930554836644,4.1947259587539525E-2,"-","-","-","-","-"]
[null,{"$f":"'ورودی نیروها'!C1214","v":"BASE"},{"$f":"'ورودی نیروها'!D1214","v":14},{"$f":"'ورودی نیروها'!E1214","v":"ACIB02"},"14 - ACIB02",{"$f":"ABS('ورودی نیروها'!H1214)","v":17439.580000000002},{"$f":"ABS('ورودی نیروها'!I1214)","v":11488.857},{"$f":"ABS('ورودی نیروها'!J1214)","v":16071.597},{"$f":"VLOOKUP(C1221,'ورودی نیروها'!M$4:P$1000000,2,FALSE)","v":50},{"$f":"VLOOKUP(C1221,'ورودی نیروها'!M$4:P$1000000,3,FALSE)","v":45},{"$f":"VLOOKUP(C1221,'ورودی نیروها'!M$4:P$1000000,4,FALSE)","v":3},95,135,{"$f":"IF(VLOOKUP(C1221,'ورودی نیروها'!M$4:Q$1048576,5,FALSE)=0,IF(K1221=1,2*L1221+2*M1221,IF(K1221=2,L1221+2*M1221,IF(K1221=3,2*L1221+M1221,L1221+M1221))),VLOOKUP(C1221,'ورودی نیروها'!M$4:Q$1048576,5,FALSE))","v":325},1427625,1549125,1455907.894736842,601353.26086956519,1.1111111111111112,30,12.570053699169309,0.35866478943038027,0.44280983864878554,4120.6484767007505,7116.661274398306,29250,0.6109457337994102,4.8603271586642821E-2,"-","-","-","-","-"]
[null,{"$f":"'ورودی نیروها'!C1215","v":"BASE"},{"$f":"'ورودی نیروها'!D1215","v":14},{"$f":"'ورودی نیروها'!E1215","v":"ACIS01"},"14 - ACIS01",{"$f":"ABS('ورودی نیروها'!H1215)","v":18224.169999999998},{"$f":"ABS('ورودی نیروها'!I1215)","v":318919.59899999999},{"$f":"ABS('ورودی نیروها'!J1215)","v":2526954.0720000002},{"$f":"VLOOKUP(C1222,'ورودی نیروها'!M$4:P$1000000,2,FALSE)","v":50},{"$f":"VLOOKUP(C1222,'ورودی نیروها'!M$4:P$1000000,3,FALSE)","v":45},{"$f":"VLOOKUP(C1222,'ورودی نیروها'!M$4:P$1000000,4,FALSE)","v":3},95,135,{"$f":"IF(VLOOKUP(C1222,'ورودی نیروها'!M$4:Q$1048576,5,FALSE)=0,IF(K1222=1,2*L1222+2*M1222,IF(K1222=2,L1222+2*M1222,IF(K1222=3,2*L1222+M1222,L1222+M1222))),VLOOKUP(C1222,'ورودی نیروها'!M$4:Q$1048576,5,FALSE))","v":325},1427625,1549125,1455907.894736842,601353.26086956519,1.1111111111111112,30,12.570053699169309,0.35866478943038027,0.44280983864878554,114385.23082055632,1118960.1248952118,29250,2.5639080609574001,0.203969539217389,"-","-","-","-","-"]
[null,{"$f":"'ورودی نیروها'!C1216","v":"BASE"},{"$f":"'ورودی نیروها'!D1216","v":14},{"$f":"'ورودی نیروها'!E1216","v":"ACIS02"},"14 - ACIS02",{"$f":"ABS('ورودی نیروها'!H1216)","v":13714.19},{"$f":"ABS('ورودی نیروها'!I1216)","v":321857.43599999999},{"$f":"ABS('ورودی نیروها'!J1216)","v":2531323.7390000001},{"$f":"VLOOKUP(C1223,'ورودی نیروها'!M$4:P$1000000,2,FALSE)","v":50},{"$f":"VLOOKUP(C1223,'ورودی نیروها'!M$4:P$1000000,3,FALSE)","v":45},{"$f":"VLOOKUP(C1223,'ورودی نیروها'!M$4:P$1000000,4,FALSE)","v":3},95,135,{"$f":"IF(VLOOKUP(C1223,'ورودی نیروها'!M$4:Q$1048576,5,FALSE)=0,IF(K1223=1,2*L1223+2*M1223,IF(K1223=2,L1223+2*M1223,IF(K1223=3,2*L1223+M1223,L1223+M1223))),VLOOKUP(C1223,'ورودی نیروها'!M$4:Q$1048576,5,FALSE))","v":325},1427625,1549125,1455907.894736842,601353.26086956519,1.1111111111111112,30,12.570053699169309,0.35866478943038027,0.44280983864878554,115438.9295095421,1120895.0564344306,29250,2.4136764173359588,0.19201798775891199,"-","-","-","-","-"]
[null,{"$f":"'ورودی نیروها'!C1217","v":"BASE"},{"$f":"'ورودی نیروها'!D1217","v":14},{"$f":"'ورودی نیروها'!E1217","v":"ACIS03"},"14 - ACIS03",{"$f":"ABS('ورودی نیروها'!H1217)","v":18384.5},{"$f":"ABS('ورودی نیروها'!I1217)","v":413618.53499999997},{"$f":"ABS('ورودی نیروها'!J1217)","v":2487158.861},{"$f":"VLOOKUP(C1224,'ورودی نیروها'!M$4:P$1000000,2,FALSE)","v":50},{"$f":"VLOOKUP(C1224,'ورودی نیروها'!M$4:P$1000000,3,FALSE)","v":45},{"$f":"VLOOKUP(C1224,'ورودی نیروها'!M$4:P$1000000,4,FALSE)","v":3},95,135,{"$f":"IF(VLOOKUP(C1224,'ورودی نیروها'!M$4:Q$1048576,5,FALSE)=0,IF(K1224=1,2*L1224+2*M1224,IF(K1224=2,L1224+2*M1224,IF(K1224=3,2*L1224+M1224,L1224+M1224))),VLOOKUP(C1224,'ورودی نیروها'!M$4:Q$1048576,5,FALSE))","v":325},1427625,1549125,1455907.894736842,601353.26086956519,1.1111111111111112,30,12.570053699169309,0.35866478943038027,0.44280983864878554,148350.40476027736,1101338.4139333072,29250,2.5638773857252661,0.20396709887521799,"-","-","-","-","-"]
[null,{"$f":"'ورودی نیروها'!C1218","v":"BASE"},{"$f":"'ورودی نیروها'!D1218","v":14},{"$f":"'ورودی نیروها'!E1218","v":"ACIS04"},"14 - ACIS04",{"$f":"ABS('ورودی نیروها'!H1218)","v":13874.52},{"$f":"ABS('ورودی نیروها'!I1218)","v":410680.69799999997},{"$f":"ABS('ورودی نیروها'!J1218)","v":2491528.5279999999},{"$f":"VLOOKUP(C1225,'ورودی نیروها'!M$4:P$1000000,2,FALSE)","v":50},{"$f":"VLOOKUP(C1225,'ورودی نیروها'!M$4:P$1000000,3,FALSE)","v":45},{"$f":"VLOOKUP(C1225,'ورودی نیروها'!M$4:P$1000000,4,FALSE)","v":3},95,135,{"$f":"IF(VLOOKUP(C1225,'ورودی نیروها'!M$4:Q$1048576,5,FALSE)=0,IF(K1225=1,2*L1225+2*M1225,IF(K1225=2,L1225+2*M1225,IF(K1225=3,2*L1225+M1225,L1225+M1225))),VLOOKUP(C1225,'ورودی نیروها'!M$4:Q$1048576,5,FALSE))","v":325},1427625,1549125,1455907.894736842,601353.26086956519,1.1111111111111112,30,12.570053699169309,0.35866478943038027,0.44280983864878554,147296.70607129158,1103273.345472526,29250,2.4121695859858163,0.1918981130641649,"-","-","-","-","-"]
[null,{"$f":"'ورودی نیروها'!C1219","v":"BASE"},{"$f":"'ورودی نیروها'!D1219","v":14},{"$f":"'ورودی نیروها'!E1219","v":"ACIS05"},"14 - ACIS05",{"$f":"ABS('ورودی نیروها'!H1219)","v":17594.400000000001},{"$f":"ABS('ورودی نیروها'!I1219)","v":389836.58100000001},{"$f":"ABS('ورودی نیروها'!J1219)","v":2520794.5419999999},{"$f":"VLOOKUP(C1226,'ورودی نیروها'!M$4:P$1000000,2,FALSE)","v":50},{"$f":"VLOOKUP(C1226,'ورودی نیروها'!M$4:P$1000000,3,FALSE)","v":45},{"$f":"VLOOKUP(C1226,'ورودی نیروها'!M$4:P$1000000,4,FALSE)","v":3},95,135,{"$f":"IF(VLOOKUP(C1226,'ورودی نیروها'!M$4:Q$1048576,5,FALSE)=0,IF(K1226=1,2*L1226+2*M1226,IF(K1226=2,L1226+2*M1226,IF(K1226=3,2*L1226+M1226,L1226+M1226))),VLOOKUP(C1226,'ورودی نیروها'!M$4:Q$1048576,5,FALSE))","v":325},1427625,1549125,1455907.894736842,601353.26086956519,1.1111111111111112,30,12.570053699169309,0.35866478943038027,0.44280983864878554,139820.65523662438,1116232.6244097592,29250,2.5556584588734035,0.20331324909473489,"-","-","-","-","-"]
[null,{"$f":"'ورودی نیروها'!C1220","v":"BASE"},{"$f":"'ورودی نیروها'!D1220","v":14},{"$f":"'ورودی نیروها'!E1220","v":"ACIS06"},"14 - ACIS06",{"$f":"ABS('ورودی نیروها'!H1220)","v":13084.42},{"$f":"ABS('ورودی نیروها'!I1220)","v":392774.41800000001},{"$f":"ABS('ورودی نیروها'!J1220)","v":2516424.875},{"$f":"VLOOKUP(C1227,'ورودی نیروها'!M$4:P$1000000,2,FALSE)","v":50},{"$f":"VLOOKUP(C1227,'ورودی نیروها'!M$4:P$1000000,3,FALSE)","v":45},{"$f":"VLOOKUP(C1227,'ورودی نیروها'!M$4:P$1000000,4,FALSE)","v":3},95,135,{"$f":"IF(VLOOKUP(C1227,'ورودی نیروها'!M$4:Q$1048576,5,FALSE)=0,IF(K1227=1,2*L1227+2*M1227,IF(K1227=2,L1227+2*M1227,IF(K1227=3,2*L1227+M1227,L1227+M1227))),VLOOKUP(C1227,'ورودی نیروها'!M$4:Q$1048576,5,FALSE))","v":325},1427625,1549125,1455907.894736842,601353.26086956519,1.1111111111111112,30,12.570053699169309,0.35866478943038027,0.44280983864878554,140874.35392561016,1114297.6928705403,29250,2.3989915577581522,0.19084974616430553,"-","-","-","-","-"]
[null,{"$f":"'ورودی نیروها'!C1221","v":"BASE"},{"$f":"'ورودی نیروها'!D1221","v":14},{"$f":"'ورودی نیروها'!E1221","v":"ACIS07"},{"$f":"CONCATENATE(C1228,\" - \",D1228)","v":"14 - ACIS07"},{"$f":"ABS('ورودی نیروها'!H1221)","v":17754.73},{"$f":"ABS('ورودی نیروها'!I1221)","v":342701.55300000001},{"$f":"ABS('ورودی نیروها'!J1221)","v":2560589.753},{"$f":"VLOOKUP(C1228,'ورودی نیروها'!M$4:P$1000000,2,FALSE)","v":50},{"$f":"VLOOKUP(C1228,'ورودی نیروها'!M$4:P$1000000,3,FALSE)","v":45},{"$f":"VLOOKUP(C1228,'ورودی نیروها'!M$4:P$1000000,4,FALSE)","v":3},{"$f":"IF(OR(K1228=1,K1228=2),I1228+$C$6,I1228+($C$6/2))","v":95},{"$f":"IF(OR(K1228=1,K1228=3),J1228+$C$6,J1228+($C$6/2))","v":135},{"$f":"IF(VLOOKUP(C1228,'ورودی نیروها'!M$4:Q$1048576,5,FALSE)=0,IF(K1228=1,2*L1228+2*M1228,IF(K1228=2,L1228+2*M1228,IF(K1228=3,2*L1228+M1228,L1228+M1228))),VLOOKUP(C1228,'ورودی نیروها'!M$4:Q$1048576,5,FALSE))","v":325},{"$f":"IF(K1228=1,(L1228*$C$6*(L1228+3*M1228)+$C$6^3)/3,IF(K1228=2,(2*M1228^2*$C$6*(M1228+2*L1228)+$C$6^3*(2*M1228+L1228))/(6*M1228),IF(K1228=3,M1228*$C$6*(M1228+6*L1228)/6,($C$6*(L1228+4*M1228)+$C$6^3*(L1228+M1228))/(6*L1228))))","v":1427625},{"$f":"IF(K1228=1,(L1228*$C$6*(L1228+3*M1228)+$C$6^3)/3,IF(K1228=2,(2*M1228^2*$C$6*(M1228+2*L1228)+$C$6^3*(2*M1228+L1228))/(6*(L1228+M1228)),IF(K1228=3,(M1228*$C$6*(M1228+6*L1228)+$C$6^3)/6,(L1228^2*$C$6*(L1228+4*M1228)+$C$6^3*(L1228+M1228))/(6*(L1228+2*M1228)))))","v":1549125},{"$f":"IF(K1228=1,(M1228*$C$6*(M1228+3*L1228)+$C$6^3)/3,IF(K1228=2,L1228*$C$6*(L1228+6*M1228)/6,IF(K1228=3,(2*L1228^2*$C$6*(L1228+2*M1228)+$C$6^3*(2*L1228+M1228))/(6*L1228),($C$6*(M1228+4*L1228)+$C$6^3*(M1228+L1228))/(6*M1228))))","v":1455907.894736842},{"$f":"IF(K1228=1,(M1228*$C$6*(M1228+3*L1228)+$C$6^3)/3,IF(K1228=2,(L1228*$C$6*(L1228+6*M1228)+$C$6^3)/6,IF(K1228=3,(2*L1228^2*$C$6*(L1228+2*M1228)+$C$6^3*(2*L1228+M1228))/(6*(M1228+L1228)),(M1228^2*$C$6*(M1228+4*L1228)+$C$6^3*(M1228+L1228))/(6*(M1228+2*L1228)))))","v":601353.26086956519},{"$f":"MAX(I1228:J1228)/MIN(I1228:J1228)","v":1.1111111111111112},{"$f":"IF(K1228=1,40,IF(K1228=4,20,30))","v":30},{"$f":"MIN(0.53*$C$5*(1+(2/S1228))*SQRT($C$4),0.53*$C$5*(1+((T1228*$C$6)/(2*N1228)))*SQRT($C$4),1.06*$C$5*SQRT($C$4))","v":12.570053699169309},{"$f":"1-(1/((1+(2/3)*SQRT(L1228/M1228))))","v":0.35866478943038027},{"$f":"1-(1/((1+(2/3)*SQRT(M1228/L1228))))","v":0.44280983864878554},{"$f":"V1228*G1228","v":122914.98034420931},{"$f":"W1228*H1228","v":1133854.3353716636},{"$f":"N1228*$C$6","v":29250},{"$f":"(F1228/Z1228)+(X1228/MIN(O1228:P1228))+(Y1228/MIN(Q1228:R1228))","v":2.5786014350688085},{"$f":"AA1228/U1228","v":0.20513845817852117},{"$f":"IF(AB1228<=1,\"-\",F1228/$C$5)","v":"-"},{"$f":"IF(AB1228<=1,\"-\",3*U1228*N1228*$C$6/$C$5)","v":"-"},{"$f":"IF(AB1228<=1,\"-\",IF(AC1228<=AD1228,\"OK\",\"NOT OK\"))","v":"-"},{"$f":"IF(AB1228<=1,\"-\",IF(OR($C$6>=15,$C$6>=16*($C$8/10)),\"OK\",\"NOT OK\"))","v":"-"},{"$f":"IF(OR(AE1228=\"NOT OK\",AF1228=\"NOT OK\"),\"CANT USE\",IF(AB1228<=1,\"-\",(AA1228-U1228)*N1228/($C$5*$C$7)))","v":"-"}]
[null,{"$f":"'ورودی نیروها'!C1222","v":"BASE"},{"$f":"'ورودی نیروها'!D1222","v":14},{"$f":"'ورودی نیروها'!E1222","v":"ACIS08"},"14 - ACIS08",{"$f":"ABS('ورودی نیروها'!H1222)","v":13244.75},{"$f":"ABS('ورودی نیروها'!I1222)","v":339763.71500000003},{"$f":"ABS('ورودی نیروها'!J1222)","v":2556220.0860000001},{"$f":"VLOOKUP(C1229,'ورودی نیروها'!M$4:P$1000000,2,FALSE)","v":50},{"$f":"VLOOKUP(C1229,'ورودی نیروها'!M$4:P$1000000,3,FALSE)","v":45},{"$f":"VLOOKUP(C1229,'ورودی نیروها'!M$4:P$1000000,4,FALSE)","v":3},95,135,{"$f":"IF(VLOOKUP(C1229,'ورودی نیروها'!M$4:Q$1048576,5,FALSE)=0,IF(K1229=1,2*L1229+2*M1229,IF(K1229=2,L1229+2*M1229,IF(K1229=3,2*L1229+M1229,L1229+M1229))),VLOOKUP(C1229,'ورودی نیروها'!M$4:Q$1048576,5,FALSE))","v":325},1427625,1549125,1455907.894736842,601353.26086956519,1.1111111111111112,30,12.570053699169309,0.35866478943038027,0.44280983864878554,121861.28129655875,1131919.4038324447,29250,2.4204583775843176,0.19255752087552924,"-","-","-","-","-"]
[null,{"$f":"'ورودی نیروها'!C1223","v":"BASE"},{"$f":"'ورودی نیروها'!D1223","v":14},{"$f":"'ورودی نیروها'!E1223","v":"ACIS09"},"14 - ACIS09",{"$f":"ABS('ورودی نیروها'!H1223)","v":18196.07},{"$f":"ABS('ورودی نیروها'!I1223)","v":389848.01699999999},{"$f":"ABS('ورودی نیروها'!J1223)","v":2405989.11},{"$f":"VLOOKUP(C1230,'ورودی نیروها'!M$4:P$1000000,2,FALSE)","v":50},{"$f":"VLOOKUP(C1230,'ورودی نیروها'!M$4:P$1000000,3,FALSE)","v":45},{"$f":"VLOOKUP(C1230,'ورودی نیروها'!M$4:P$1000000,4,FALSE)","v":3},95,135,{"$f":"IF(VLOOKUP(C1230,'ورودی نیروها'!M$4:Q$1048576,5,FALSE)=0,IF(K1230=1,2*L1230+2*M1230,IF(K1230=2,L1230+2*M1230,IF(K1230=3,2*L1230+M1230,L1230+M1230))),VLOOKUP(C1230,'ورودی نیروها'!M$4:Q$1048576,5,FALSE))","v":325},1427625,1549125,1455907.894736842,601353.26086956519,1.1111111111111112,30,12.570053699169309,0.35866478943038027,0.44280983864878554,139824.7569271563,1065395.649589835,29250,2.4916936242172829,0.19822458072569302,"-","-","-","-","-"]
[null,{"$f":"'ورودی نیروها'!C1224","v":"BASE"},{"$f":"'ورودی نیروها'!D1224","v":14},{"$f":"'ورودی نیروها'!E1224","v":"ACIS10"},"14 - ACIS10",{"$f":"ABS('ورودی نیروها'!H1224)","v":13686.1},{"$f":"ABS('ورودی نیروها'!I1224)","v":392785.85399999999},{"$f":"ABS('ورودی نیروها'!J1224)","v":2410358.7769999998},{"$f":"VLOOKUP(C1231,'ورودی نیروها'!M$4:P$1000000,2,FALSE)","v":50},{"$f":"VLOOKUP(C1231,'ورودی نیروها'!M$4:P$1000000,3,FALSE)","v":45},{"$f":"VLOOKUP(C1231,'ورودی نیروها'!M$4:P$1000000,4,FALSE)","v":3},95,135,{"$f":"IF(VLOOKUP(C1231,'ورودی نیروها'!M$4:Q$1048576,5,FALSE)=0,IF(K1231=1,2*L1231+2*M1231,IF(K1231=2,L1231+2*M1231,IF(K1231=3,2*L1231+M1231,L1231+M1231))),VLOOKUP(C1231,'ورودی نیروها'!M$4:Q$1048576,5,FALSE))","v":325},1427625,1549125,1455907.894736842,601353.26086956519,1.1111111111111112,30,12.570053699169309,0.35866478943038027,0.44280983864878554,140878.45561614208,1067330.5811290538,29250,2.3414623224761835,0.18627305646521772,"-","-","-","-","-"]
[null,{"$f":"'ورودی نیروها'!C1225","v":"BASE"},{"$f":"'ورودی نیروها'!D1225","v":14},{"$f":"'ورودی نیروها'!E1225","v":"ACIS11"},"14 - ACIS11",{"$f":"ABS('ورودی نیروها'!H1225)","v":18356.400000000001},{"$f":"ABS('ورودی نیروها'!I1225)","v":342690.11700000003},{"$f":"ABS('ورودی نیروها'!J1225)","v":2366193.8990000002},{"$f":"VLOOKUP(C1232,'ورودی نیروها'!M$4:P$1000000,2,FALSE)","v":50},{"$f":"VLOOKUP(C1232,'ورودی نیروها'!M$4:P$1000000,3,FALSE)","v":45},{"$f":"VLOOKUP(C1232,'ورودی نیروها'!M$4:P$1000000,4,FALSE)","v":3},95,135,{"$f":"IF(VLOOKUP(C1232,'ورودی نیروها'!M$4:Q$1048576,5,FALSE)=0,IF(K1232=1,2*L1232+2*M1232,IF(K1232=2,L1232+2*M1232,IF(K1232=3,2*L1232+M1232,L1232+M1232))),VLOOKUP(C1232,'ورودی نیروها'!M$4:Q$1048576,5,FALSE))","v":325},1427625,1549125,1455907.894736842,601353.26086956519,1.1111111111111112,30,12.570053699169309,0.35866478943038027,0.44280983864878554,122910.87865367738,1047773.9386279308,29250,2.4560240016332893,0.1953869140428251,"-","-","-","-","-"]
[null,{"$f":"'ورودی نیروها'!C1226","v":"BASE"},{"$f":"'ورودی نیروها'!D1226","v":14},{"$f":"'ورودی نیروها'!E1226","v":"ACIS12"},"14 - ACIS12",{"$f":"ABS('ورودی نیروها'!H1226)","v":13643.08},{"$f":"ABS('ورودی نیروها'!I1226)","v":387465.36499999999},{"$f":"ABS('ورودی نیروها'!J1226)","v":2049922.375},{"$f":"VLOOKUP(C1233,'ورودی نیروها'!M$4:P$1000000,2,FALSE)","v":50},{"$f":"VLOOKUP(C1233,'ورودی نیروها'!M$4:P$1000000,3,FALSE)","v":45},{"$f":"VLOOKUP(C1233,'ورودی نیروها'!M$4:P$1000000,4,FALSE)","v":3},95,135,{"$f":"IF(VLOOKUP(C1233,'ورودی نیروها'!M$4:Q$1048576,5,FALSE)=0,IF(K1233=1,2*L1233+2*M1233,IF(K1233=2,L1233+2*M1233,IF(K1233=3,2*L1233+M1233,L1233+M1233))),VLOOKUP(C1233,'ورودی نیروها'!M$4:Q$1048576,5,FALSE))","v":325},1427625,1549125,1455907.894736842,601353.26086956519,1.1111111111111112,30,12.570053699169309,0.35866478943038027,0.44280983864878554,138970.18354929044,907725.79611628526,29250,2.0732455157350831,0.1649352950554295,"-","-","-","-","-"]
[null,{"$f":"'ورودی نیروها'!C1227","v":"BASE"},{"$f":"'ورودی نیروها'!D1227","v":14},{"$f":"'ورودی نیروها'!E1227","v":"ACIS13"},"14 - ACIS13",{"$f":"ABS('ورودی نیروها'!H1227)","v":17622.490000000002},{"$f":"ABS('ورودی نیروها'!I1227)","v":318908.163},{"$f":"ABS('ورودی نیروها'!J1227)","v":2399829.58},{"$f":"VLOOKUP(C1234,'ورودی نیروها'!M$4:P$1000000,2,FALSE)","v":50},{"$f":"VLOOKUP(C1234,'ورودی نیروها'!M$4:P$1000000,3,FALSE)","v":45},{"$f":"VLOOKUP(C1234,'ورودی نیروها'!M$4:P$1000000,4,FALSE)","v":3},95,135,{"$f":"IF(VLOOKUP(C1234,'ورودی نیروها'!M$4:Q$1048576,5,FALSE)=0,IF(K1234=1,2*L1234+2*M1234,IF(K1234=2,L1234+2*M1234,IF(K1234=3,2*L1234+M1234,L1234+M1234))),VLOOKUP(C1234,'ورودی نیروها'!M$4:Q$1048576,5,FALSE))","v":325},1427625,1549125,1455907.894736842,601353.26086956519,1.1111111111111112,30,12.570053699169309,0.35866478943038027,0.44280983864878554,114381.12913002439,1062668.1491043828,29250,2.4497261004224518,0.19488588983389479,"-","-","-","-","-"]
[null,{"$f":"'ورودی نیروها'!C1228","v":"BASE"},{"$f":"'ورودی نیروها'!D1228","v":14},{"$f":"'ورودی نیروها'!E1228","v":"ACIS14"},"14 - ACIS14",{"$f":"ABS('ورودی نیروها'!H1228)","v":13112.51},{"$f":"ABS('ورودی نیروها'!I1228)","v":321846},{"$f":"ABS('ورودی نیروها'!J1228)","v":2395459.9130000002},{"$f":"VLOOKUP(C1235,'ورودی نیروها'!M$4:P$1000000,2,FALSE)","v":50},{"$f":"VLOOKUP(C1235,'ورودی نیروها'!M$4:P$1000000,3,FALSE)","v":45},{"$f":"VLOOKUP(C1235,'ورودی نیروها'!M$4:P$1000000,4,FALSE)","v":3},95,135,{"$f":"IF(VLOOKUP(C1235,'ورودی نیروها'!M$4:Q$1048576,5,FALSE)=0,IF(K1235=1,2*L1235+2*M1235,IF(K1235=2,L1235+2*M1235,IF(K1235=3,2*L1235+M1235,L1235+M1235))),VLOOKUP(C1235,'ورودی نیروها'!M$4:Q$1048576,5,FALSE))","v":325},1427625,1549125,1455907.894736842,601353.26086956519,1.1111111111111112,30,12.570053699169309,0.35866478943038027,0.44280983864878554,115434.82781901017,1060733.217565164,29250,2.2930591993072009,0.18242238690346546,"-","-","-","-","-"]
[null,{"$f":"'ورودی نیروها'!C1229","v":"BASE"},{"$f":"'ورودی نیروها'!D1229","v":14},{"$f":"'ورودی نیروها'!E1229","v":"ACIS15"},"14 - ACIS15",{"$f":"ABS('ورودی نیروها'!H1229)","v":17782.82},{"$f":"ABS('ورودی نیروها'!I1229)","v":413629.97100000002},{"$f":"ABS('ورودی نیروها'!J1229)","v":2439624.7910000002},{"$f":"VLOOKUP(C1236,'ورودی نیروها'!M$4:P$1000000,2,FALSE)","v":50},{"$f":"VLOOKUP(C1236,'ورودی نیروها'!M$4:P$1000000,3,FALSE)","v":45},{"$f":"VLOOKUP(C1236,'ورودی نیروها'!M$4:P$1000000,4,FALSE)","v":3},95,135,{"$f":"IF(VLOOKUP(C1236,'ورودی نیروها'!M$4:Q$1048576,5,FALSE)=0,IF(K1236=1,2*L1236+2*M1236,IF(K1236=2,L1236+2*M1236,IF(K1236=3,2*L1236+M1236,L1236+M1236))),VLOOKUP(C1236,'ورودی نیروها'!M$4:Q$1048576,5,FALSE))","v":325},1427625,1549125,1455907.894736842,601353.26086956519,1.1111111111111112,30,12.570053699169309,0.35866478943038027,0.44280983864878554,148354.50645080931,1080289.8600662872,29250,2.5083080239697182,0.19954632525837815,"-","-","-","-","-"]
[null,{"$f":"'ورودی نیروها'!C1230","v":"BASE"},{"$f":"'ورودی نیروها'!D1230","v":14},{"$f":"'ورودی نیروها'!E1230","v":"ACIS16"},"14 - ACIS16",{"$f":"ABS('ورودی نیروها'!H1230)","v":13272.84},{"$f":"ABS('ورودی نیروها'!I1230)","v":410692.13400000002},{"$f":"ABS('ورودی نیروها'!J1230)","v":2435255.1239999998},{"$f":"VLOOKUP(C1237,'ورودی نیروها'!M$4:P$1000000,2,FALSE)","v":50},{"$f":"VLOOKUP(C1237,'ورودی نیروها'!M$4:P$1000000,3,FALSE)","v":45},{"$f":"VLOOKUP(C1237,'ورودی نیروها'!M$4:P$1000000,4,FALSE)","v":3},95,135,{"$f":"IF(VLOOKUP(C1237,'ورودی نیروها'!M$4:Q$1048576,5,FALSE)=0,IF(K1237=1,2*L1237+2*M1237,IF(K1237=2,L1237+2*M1237,IF(K1237=3,2*L1237+M1237,L1237+M1237))),VLOOKUP(C1237,'ورودی نیروها'!M$4:Q$1048576,5,FALSE))","v":325},1427625,1549125,1455907.894736842,601353.26086956519,1.1111111111111112,30,12.570053699169309,0.35866478943038027,0.44280983864878554,147300.80776182353,1078354.9285270681,29250,2.3501649667364584,0.18696538797537268,"-","-","-","-","-"]
[null,{"$f":"'ورودی نیروها'!C1231","v":"BASE"},{"$f":"'ورودی نیروها'!D1231","v":14},{"$f":"'ورودی نیروها'!E1231","v":"ACIS17"},"14 - ACIS17",{"$f":"ABS('ورودی نیروها'!H1231)","v":18252.259999999998},{"$f":"ABS('ورودی نیروها'!I1231)","v":247991.18},{"$f":"ABS('ورودی نیروها'!J1231)","v":2647919.0350000001},{"$f":"VLOOKUP(C1238,'ورودی نیروها'!M$4:P$1000000,2,FALSE)","v":50},{"$f":"VLOOKUP(C1238,'ورودی نیروها'!M$4:P$1000000,3,FALSE)","v":45},{"$f":"VLOOKUP(C1238,'ورودی نیروها'!M$4:P$1000000,4,FALSE)","v":3},95,135,{"$f":"IF(VLOOKUP(C1238,'ورودی نیروها'!M$4:Q$1048576,5,FALSE)=0,IF(K1238=1,2*L1238+2*M1238,IF(K1238=2,L1238+2*M1238,IF(K1238=3,2*L1238+M1238,L1238+M1238))),VLOOKUP(C1238,'ورودی نیروها'!M$4:Q$1048576,5,FALSE))","v":325},1427625,1549125,1455907.894736842,601353.26086956519,1.1111111111111112,30,12.570053699169309,0.35866478943038027,0.44280983864878554,88945.704355291527,1172524.600643398,29250,2.6361221563022985,0.20971447054967685,"-","-","-","-","-"]
[null,{"$f":"'ورودی نیروها'!C1232","v":"BASE"},{"$f":"'ورودی نیروها'!D1232","v":14},{"$f":"'ورودی نیروها'!E1232","v":"ACIS18"},"14 - ACIS18",{"$f":"ABS('ورودی نیروها'!H1232)","v":13742.28},{"$f":"ABS('ورودی نیروها'!I1232)","v":250929.01800000001},{"$f":"ABS('ورودی نیروها'!J1232)","v":2652288.7009999999},{"$f":"VLOOKUP(C1239,'ورودی نیروها'!M$4:P$1000000,2,FALSE)","v":50},{"$f":"VLOOKUP(C1239,'ورودی نیروها'!M$4:P$1000000,3,FALSE)","v":45},{"$f":"VLOOKUP(C1239,'ورودی نیروها'!M$4:P$1000000,4,FALSE)","v":3},95,135,{"$f":"IF(VLOOKUP(C1239,'ورودی نیروها'!M$4:Q$1048576,5,FALSE)=0,IF(K1239=1,2*L1239+2*M1239,IF(K1239=2,L1239+2*M1239,IF(K1239=3,2*L1239+M1239,L1239+M1239))),VLOOKUP(C1239,'ورودی نیروها'!M$4:Q$1048576,5,FALSE))","v":325},1427625,1549125,1455907.894736842,601353.26086956519,1.1111111111111112,30,12.570053699169309,0.35866478943038027,0.44280983864878554,89999.403402942102,1174459.531739807,29250,2.4858905121957333,0.19776291905260621,"-","-","-","-","-"]
[null,{"$f":"'ورودی نیروها'!C1233","v":"BASE"},{"$f":"'ورودی نیروها'!D1233","v":14},{"$f":"'ورودی نیروها'!E1233","v":"ACIS19"},"14 - ACIS19",{"$f":"ABS('ورودی نیروها'!H1233)","v":18412.59},{"$f":"ABS('ورودی نیروها'!I1233)","v":484546.95299999998},{"$f":"ABS('ورودی نیروها'!J1233)","v":2608123.8229999999},{"$f":"VLOOKUP(C1240,'ورودی نیروها'!M$4:P$1000000,2,FALSE)","v":50},{"$f":"VLOOKUP(C1240,'ورودی نیروها'!M$4:P$1000000,3,FALSE)","v":45},{"$f":"VLOOKUP(C1240,'ورودی نیروها'!M$4:P$1000000,4,FALSE)","v":3},95,135,{"$f":"IF(VLOOKUP(C1240,'ورودی نیروها'!M$4:Q$1048576,5,FALSE)=0,IF(K1240=1,2*L1240+2*M1240,IF(K1240=2,L1240+2*M1240,IF(K1240=3,2*L1240+M1240,L1240+M1240))),VLOOKUP(C1240,'ورودی نیروها'!M$4:Q$1048576,5,FALSE))","v":325},1427625,1549125,1455907.894736842,601353.26086956519,1.1111111111111112,30,12.570053699169309,0.35866478943038027,0.44280983864878554,173789.93086687734,1154902.8892386837,29250,2.6717304279369016,0.21254725650960923,"-","-","-","-","-"]
[null,{"$f":"'ورودی نیروها'!C1234","v":"BASE"},{"$f":"'ورودی نیروها'!D1234","v":14},{"$f":"'ورودی نیروها'!E1234","v":"ACIS20"},"14 - ACIS20",{"$f":"ABS('ورودی نیروها'!H1234)","v":13742.28},{"$f":"ABS('ورودی نیروها'!I1234)","v":250929.01800000001},{"$f":"ABS('ورودی نیروها'!J1234)","v":2652288.7009999999},{"$f":"VLOOKUP(C1241,'ورودی نیروها'!M$4:P$1000000,2,FALSE)","v":50},{"$f":"VLOOKUP(C1241,'ورودی نیروها'!M$4:P$1000000,3,FALSE)","v":45},{"$f":"VLOOKUP(C1241,'ورودی نیروها'!M$4:P$1000000,4,FALSE)","v":3},95,135,{"$f":"IF(VLOOKUP(C1241,'ورودی نیروها'!M$4:Q$1048576,5,FALSE)=0,IF(K1241=1,2*L1241+2*M1241,IF(K1241=2,L1241+2*M1241,IF(K1241=3,2*L1241+M1241,L1241+M1241))),VLOOKUP(C1241,'ورودی نیروها'!M$4:Q$1048576,5,FALSE))","v":325},1427625,1549125,1455907.894736842,601353.26086956519,1.1111111111111112,30,12.570053699169309,0.35866478943038027,0.44280983864878554,89999.403402942102,1174459.531739807,29250,2.4858905121957333,0.19776291905260621,"-","-","-","-","-"]
[null,{"$f":"'ورودی نیروها'!C1235","v":"BASE"},{"$f":"'ورودی نیروها'!D1235","v":14},{"$f":"'ورودی نیروها'!E1235","v":"ACIS21"},"14 - ACIS21",{"$f":"ABS('ورودی نیروها'!H1235)","v":17566.3},{"$f":"ABS('ورودی نیروها'!I1235)","v":460764.99900000001},{"$f":"ABS('ورودی نیروها'!J1235)","v":2641759.5040000002},{"$f":"VLOOKUP(C1242,'ورودی نیروها'!M$4:P$1000000,2,FALSE)","v":50},{"$f":"VLOOKUP(C1242,'ورودی نیروها'!M$4:P$1000000,3,FALSE)","v":45},{"$f":"VLOOKUP(C1242,'ورودی نیروها'!M$4:P$1000000,4,FALSE)","v":3},95,135,{"$f":"IF(VLOOKUP(C1242,'ورودی نیروها'!M$4:Q$1048576,5,FALSE)=0,IF(K1242=1,2*L1242+2*M1242,IF(K1242=2,L1242+2*M1242,IF(K1242=3,2*L1242+M1242,L1242+M1242))),VLOOKUP(C1242,'ورودی نیروها'!M$4:Q$1048576,5,FALSE))","v":325},1427625,1549125,1455907.894736842,601353.26086956519,1.1111111111111112,30,12.570053699169309,0.35866478943038027,0.44280983864878554,165260.18134322439,1169797.0997151358,29250,2.6615904754440134,0.2117405811575733,"-","-","-","-","-"]
[null,{"$f":"'ورودی نیروها'!C1236","v":"BASE"},{"$f":"'ورودی نیروها'!D1236","v":14},{"$f":"'ورودی نیروها'!E1236","v":"ACIS22"},"14 - ACIS22",{"$f":"ABS('ورودی نیروها'!H1236)","v":13056.33},{"$f":"ABS('ورودی نیروها'!I1236)","v":463702.837},{"$f":"ABS('ورودی نیروها'!J1236)","v":2637389.838},{"$f":"VLOOKUP(C1243,'ورودی نیروها'!M$4:P$1000000,2,FALSE)","v":50},{"$f":"VLOOKUP(C1243,'ورودی نیروها'!M$4:P$1000000,3,FALSE)","v":45},{"$f":"VLOOKUP(C1243,'ورودی نیروها'!M$4:P$1000000,4,FALSE)","v":3},95,135,{"$f":"IF(VLOOKUP(C1243,'ورودی نیروها'!M$4:Q$1048576,5,FALSE)=0,IF(K1243=1,2*L1243+2*M1243,IF(K1243=2,L1243+2*M1243,IF(K1243=3,2*L1243+M1243,L1243+M1243))),VLOOKUP(C1243,'ورودی نیروها'!M$4:Q$1048576,5,FALSE))","v":325},1427625,1549125,1455907.894736842,601353.26086956519,1.1111111111111112,30,12.570053699169309,0.35866478943038027,0.44280983864878554,166313.88039087495,1167862.1686187265,29250,2.5049239171966908,0.19927710550371225,"-","-","-","-","-"]
[null,{"$f":"'ورودی نیروها'!C1237","v":"BASE"},{"$f":"'ورودی نیروها'!D1237","v":14},{"$f":"'ورودی نیروها'!E1237","v":"ACIS23"},"14 - ACIS23",{"$f":"ABS('ورودی نیروها'!H1237)","v":17726.63},{"$f":"ABS('ورودی نیروها'!I1237)","v":271773.13400000002},{"$f":"ABS('ورودی نیروها'!J1237)","v":2681554.7149999999},{"$f":"VLOOKUP(C1244,'ورودی نیروها'!M$4:P$1000000,2,FALSE)","v":50},{"$f":"VLOOKUP(C1244,'ورودی نیروها'!M$4:P$1000000,3,FALSE)","v":45},{"$f":"VLOOKUP(C1244,'ورودی نیروها'!M$4:P$1000000,4,FALSE)","v":3},95,135,{"$f":"IF(VLOOKUP(C1244,'ورودی نیروها'!M$4:Q$1048576,5,FALSE)=0,IF(K1244=1,2*L1244+2*M1244,IF(K1244=2,L1244+2*M1244,IF(K1244=3,2*L1244+M1244,L1244+M1244))),VLOOKUP(C1244,'ورودی نیروها'!M$4:Q$1048576,5,FALSE))","v":325},1427625,1549125,1455907.894736842,601353.26086956519,1.1111111111111112,30,12.570053699169309,0.35866478943038027,0.44280983864878554,97475.453878944521,1187418.8106770399,29250,2.6488945040363259,0.21073056388067601,"-","-","-","-","-"]
[null,{"$f":"'ورودی نیروها'!C1238","v":"BASE"},{"$f":"'ورودی نیروها'!D1238","v":14},{"$f":"'ورودی نیروها'!E1238","v":"ACIS24"},"14 - ACIS24",{"$f":"ABS('ورودی نیروها'!H1238)","v":13216.66},{"$f":"ABS('ورودی نیروها'!I1238)","v":268835.29700000002},{"$f":"ABS('ورودی نیروها'!J1238)","v":2677185.0490000001},{"$f":"VLOOKUP(C1245,'ورودی نیروها'!M$4:P$1000000,2,FALSE)","v":50},{"$f":"VLOOKUP(C1245,'ورودی نیروها'!M$4:P$1000000,3,FALSE)","v":45},{"$f":"VLOOKUP(C1245,'ورودی نیروها'!M$4:P$1000000,4,FALSE)","v":3},95,135,{"$f":"IF(VLOOKUP(C1245,'ورودی نیروها'!M$4:Q$1048576,5,FALSE)=0,IF(K1245=1,2*L1245+2*M1245,IF(K1245=2,L1245+2*M1245,IF(K1245=3,2*L1245+M1245,L1245+M1245))),VLOOKUP(C1245,'ورودی نیروها'!M$4:Q$1048576,5,FALSE))","v":325},1427625,1549125,1455907.894736842,601353.26086956519,1.1111111111111112,30,12.570053699169309,0.35866478943038027,0.44280983864878554,96421.755189958742,1185483.8795806312,29250,2.4907517894197642,0.19814965385425246,"-","-","-","-","-"]
[null,{"$f":"'ورودی نیروها'!C1239","v":"BASE"},{"$f":"'ورودی نیروها'!D1239","v":14},{"$f":"'ورودی نیروها'!E1239","v":"ACIS25"},"14 - ACIS25",{"$f":"ABS('ورودی نیروها'!H1239)","v":17816.689999999999},{"$f":"ABS('ورودی نیروها'!I1239)","v":1198368.365},{"$f":"ABS('ورودی نیروها'!J1239)","v":806669.80299999996},{"$f":"VLOOKUP(C1246,'ورودی نیروها'!M$4:P$1000000,2,FALSE)","v":50},{"$f":"VLOOKUP(C1246,'ورودی نیروها'!M$4:P$1000000,3,FALSE)","v":45},{"$f":"VLOOKUP(C1246,'ورودی نیروها'!M$4:P$1000000,4,FALSE)","v":3},95,135,{"$f":"IF(VLOOKUP(C1246,'ورودی نیروها'!M$4:Q$1048576,5,FALSE)=0,IF(K1246=1,2*L1246+2*M1246,IF(K1246=2,L1246+2*M1246,IF(K1246=3,2*L1246+M1246,L1246+M1246))),VLOOKUP(C1246,'ورودی نیروها'!M$4:Q$1048576,5,FALSE))","v":325},1427625,1549125,1455907.894736842,601353.26086956519,1.1111111111111112,30,12.570053699169309,0.35866478943038027,0.44280983864878554,429812.5372927541,357201.32530927757,29250,1.5041816639888745,0.11966390120419917,"-","-","-","-","-"]
[null,{"$f":"'ورودی نیروها'!C1240","v":"BASE"},{"$f":"'ورودی نیروها'!D1240","v":14},{"$f":"'ورودی نیروها'!E1240","v":"ACIS26"},"14 - ACIS26",{"$f":"ABS('ورودی نیروها'!H1240)","v":13306.72},{"$f":"ABS('ورودی نیروها'!I1240)","v":1201306.202},{"$f":"ABS('ورودی نیروها'!J1240)","v":811039.47},{"$f":"VLOOKUP(C1247,'ورودی نیروها'!M$4:P$1000000,2,FALSE)","v":50},{"$f":"VLOOKUP(C1247,'ورودی نیروها'!M$4:P$1000000,3,FALSE)","v":45},{"$f":"VLOOKUP(C1247,'ورودی نیروها'!M$4:P$1000000,4,FALSE)","v":3},95,135,{"$f":"IF(VLOOKUP(C1247,'ورودی نیروها'!M$4:Q$1048576,5,FALSE)=0,IF(K1247=1,2*L1247+2*M1247,IF(K1247=2,L1247+2*M1247,IF(K1247=3,2*L1247+M1247,L1247+M1247))),VLOOKUP(C1247,'ورودی نیروها'!M$4:Q$1048576,5,FALSE))","v":325},1427625,1549125,1455907.894736842,601353.26086956519,1.1111111111111112,30,12.570053699169309,0.35866478943038027,0.44280983864878554,430866.23598173988,359136.2568484965,29250,1.3539503622477749,0.10771237694372385,"-","-","-","-","-"]
[null,{"$f":"'ورودی نیروها'!C1241","v":"BASE"},{"$f":"'ورودی نیروها'!D1241","v":14},{"$f":"'ورودی نیروها'!E1241","v":"ACIS27"},"14 - ACIS27",{"$f":"ABS('ورودی نیروها'!H1241)","v":17627.759999999998},{"$f":"ABS('ورودی نیروها'!I1241)","v":1219643.459},{"$f":"ABS('ورودی نیروها'!J1241)","v":707654.78099999996},{"$f":"VLOOKUP(C1248,'ورودی نیروها'!M$4:P$1000000,2,FALSE)","v":50},{"$f":"VLOOKUP(C1248,'ورودی نیروها'!M$4:P$1000000,3,FALSE)","v":45},{"$f":"VLOOKUP(C1248,'ورودی نیروها'!M$4:P$1000000,4,FALSE)","v":3},95,135,{"$f":"IF(VLOOKUP(C1248,'ورودی نیروها'!M$4:Q$1048576,5,FALSE)=0,IF(K1248=1,2*L1248+2*M1248,IF(K1248=2,L1248+2*M1248,IF(K1248=3,2*L1248+M1248,L1248+M1248))),VLOOKUP(C1248,'ورودی نیروها'!M$4:Q$1048576,5,FALSE))","v":325},1427625,1549125,1455907.894736842,601353.26086956519,1.1111111111111112,30,12.570053699169309,0.35866478943038027,0.44280983864878554,437443.16440237564,313356.49939365167,29250,1.4301572332051966,0.11377495016586193,"-","-","-","-","-"]
[null,{"$f":"'ورودی نیروها'!C1242","v":"BASE"},{"$f":"'ورودی نیروها'!D1242","v":14},{"$f":"'ورودی نیروها'!E1242","v":"ACIS28"},"14 - ACIS28",{"$f":"ABS('ورودی نیروها'!H1242)","v":13306.72},{"$f":"ABS('ورودی نیروها'!I1242)","v":1201306.202},{"$f":"ABS('ورودی نیروها'!J1242)","v":811039.47},{"$f":"VLOOKUP(C1249,'ورودی نیروها'!M$4:P$1000000,2,FALSE)","v":50},{"$f":"VLOOKUP(C1249,'ورودی نیروها'!M$4:P$1000000,3,FALSE)","v":45},{"$f":"VLOOKUP(C1249,'ورودی نیروها'!M$4:P$1000000,4,FALSE)","v":3},95,135,{"$f":"IF(VLOOKUP(C1249,'ورودی نیروها'!M$4:Q$1048576,5,FALSE)=0,IF(K1249=1,2*L1249+2*M1249,IF(K1249=2,L1249+2*M1249,IF(K1249=3,2*L1249+M1249,L1249+M1249))),VLOOKUP(C1249,'ورودی نیروها'!M$4:Q$1048576,5,FALSE))","v":325},1427625,1549125,1455907.894736842,601353.26086956519,1.1111111111111112,30,12.570053699169309,0.35866478943038027,0.44280983864878554,430866.23598173988,359136.2568484965,29250,1.3539503622477749,0.10771237694372385,"-","-","-","-","-"]
[null,{"$f":"'ورودی نیروها'!C1243","v":"BASE"},{"$f":"'ورودی نیروها'!D1243","v":14},{"$f":"'ورودی نیروها'!E1243","v":"ACIS29"},"14 - ACIS29",{"$f":"ABS('ورودی نیروها'!H1243)","v":18351.13},{"$f":"ABS('ورودی نیروها'!I1243)","v":1243425.4140000001},{"$f":"ABS('ورودی نیروها'!J1243)","v":674019.1},{"$f":"VLOOKUP(C1250,'ورودی نیروها'!M$4:P$1000000,2,FALSE)","v":50},{"$f":"VLOOKUP(C1250,'ورودی نیروها'!M$4:P$1000000,3,FALSE)","v":45},{"$f":"VLOOKUP(C1250,'ورودی نیروها'!M$4:P$1000000,4,FALSE)","v":3},95,135,{"$f":"IF(VLOOKUP(C1250,'ورودی نیروها'!M$4:Q$1048576,5,FALSE)=0,IF(K1250=1,2*L1250+2*M1250,IF(K1250=2,L1250+2*M1250,IF(K1250=3,2*L1250+M1250,L1250+M1250))),VLOOKUP(C1250,'ورودی نیروها'!M$4:Q$1048576,5,FALSE))","v":325},1427625,1549125,1455907.894736842,601353.26086956519,1.1111111111111112,30,12.570053699169309,0.35866478943038027,0.44280983864878554,445972.91428469343,298462.28891719965,29250,1.4360947927869239,0.11424730770098684,"-","-","-","-","-"]
[null,{"$f":"'ورودی نیروها'!C1244","v":"BASE"},{"$f":"'ورودی نیروها'!D1244","v":14},{"$f":"'ورودی نیروها'!E1244","v":"ACIS30"},"14 - ACIS30",{"$f":"ABS('ورودی نیروها'!H1244)","v":13841.15},{"$f":"ABS('ورودی نیروها'!I1244)","v":1240487.5759999999},{"$f":"ABS('ورودی نیروها'!J1244)","v":678388.76699999999},{"$f":"VLOOKUP(C1251,'ورودی نیروها'!M$4:P$1000000,2,FALSE)","v":50},{"$f":"VLOOKUP(C1251,'ورودی نیروها'!M$4:P$1000000,3,FALSE)","v":45},{"$f":"VLOOKUP(C1251,'ورودی نیروها'!M$4:P$1000000,4,FALSE)","v":3},95,135,{"$f":"IF(VLOOKUP(C1251,'ورودی نیروها'!M$4:Q$1048576,5,FALSE)=0,IF(K1251=1,2*L1251+2*M1251,IF(K1251=2,L1251+2*M1251,IF(K1251=3,2*L1251+M1251,L1251+M1251))),VLOOKUP(C1251,'ورودی نیروها'!M$4:Q$1048576,5,FALSE))","v":325},1427625,1549125,1455907.894736842,601353.26086956519,1.1111111111111112,30,12.570053699169309,0.35866478943038027,0.44280983864878554,444919.21523704281,300397.22045641858,29250,1.2843869927962421,0.1021783218699472,"-","-","-","-","-"]
[null,{"$f":"'ورودی نیروها'!C1245","v":"BASE"},{"$f":"'ورودی نیروها'!D1245","v":14},{"$f":"'ورودی نیروها'!E1245","v":"ACIS31"},"14 - ACIS31",{"$f":"ABS('ورودی نیروها'!H1245)","v":18162.2},{"$f":"ABS('ورودی نیروها'!I1245)","v":1222150.3189999999},{"$f":"ABS('ورودی نیروها'!J1245)","v":840305.48400000005},{"$f":"VLOOKUP(C1252,'ورودی نیروها'!M$4:P$1000000,2,FALSE)","v":50},{"$f":"VLOOKUP(C1252,'ورودی نیروها'!M$4:P$1000000,3,FALSE)","v":45},{"$f":"VLOOKUP(C1252,'ورودی نیروها'!M$4:P$1000000,4,FALSE)","v":3},95,135,{"$f":"IF(VLOOKUP(C1252,'ورودی نیروها'!M$4:Q$1048576,5,FALSE)=0,IF(K1252=1,2*L1252+2*M1252,IF(K1252=2,L1252+2*M1252,IF(K1252=3,2*L1252+M1252,L1252+M1252))),VLOOKUP(C1252,'ورودی نیروها'!M$4:Q$1048576,5,FALSE))","v":325},1427625,1549125,1455907.894736842,601353.26086956519,1.1111111111111112,30,12.570053699169309,0.35866478943038027,0.44280983864878554,438342.28681640705,372095.53578572965,29250,1.5467365765618217,0.12304932131388092,"-","-","-","-","-"]
[null,{"$f":"'ورودی نیروها'!C1246","v":"BASE"},{"$f":"'ورودی نیروها'!D1246","v":14},{"$f":"'ورودی نیروها'!E1246","v":"ACIS32"},"14 - ACIS32",{"$f":"ABS('ورودی نیروها'!H1246)","v":13652.22},{"$f":"ABS('ورودی نیروها'!I1246)","v":1219212.4809999999},{"$f":"ABS('ورودی نیروها'!J1246)","v":835935.81799999997},{"$f":"VLOOKUP(C1253,'ورودی نیروها'!M$4:P$1000000,2,FALSE)","v":50},{"$f":"VLOOKUP(C1253,'ورودی نیروها'!M$4:P$1000000,3,FALSE)","v":45},{"$f":"VLOOKUP(C1253,'ورودی نیروها'!M$4:P$1000000,4,FALSE)","v":3},95,135,{"$f":"IF(VLOOKUP(C1253,'ورودی نیروها'!M$4:Q$1048576,5,FALSE)=0,IF(K1253=1,2*L1253+2*M1253,IF(K1253=2,L1253+2*M1253,IF(K1253=3,2*L1253+M1253,L1253+M1253))),VLOOKUP(C1253,'ورودی نیروها'!M$4:Q$1048576,5,FALSE))","v":325},1427625,1549125,1455907.894736842,601353.26086956519,1.1111111111111112,30,12.570053699169309,0.35866478943038027,0.44280983864878554,437288.58776875649,370160.60468932055,29250,1.3885935198136861,0.1104683840694691,"-","-","-","-","-"]
[null,{"$f":"'ورودی نیروها'!C1247","v":"BASE"},{"$f":"'ورودی نیروها'!D1247","v":14},{"$f":"'ورودی نیروها'!E1247","v":"ACIS34"},"14 - ACIS34",{"$f":"ABS('ورودی نیروها'!H1247)","v":17849.36},{"$f":"ABS('ورودی نیروها'!I1247)","v":1115897.2930000001},{"$f":"ABS('ورودی نیروها'!J1247)","v":947323.48800000001},{"$f":"VLOOKUP(C1254,'ورودی نیروها'!M$4:P$1000000,2,FALSE)","v":50},{"$f":"VLOOKUP(C1254,'ورودی نیروها'!M$4:P$1000000,3,FALSE)","v":45},{"$f":"VLOOKUP(C1254,'ورودی نیروها'!M$4:P$1000000,4,FALSE)","v":3},95,135,{"$f":"IF(VLOOKUP(C1254,'ورودی نیروها'!M$4:Q$1048576,5,FALSE)=0,IF(K1254=1,2*L1254+2*M1254,IF(K1254=2,L1254+2*M1254,IF(K1254=3,2*L1254+M1254,L1254+M1254))),VLOOKUP(C1254,'ورودی نیروها'!M$4:Q$1048576,5,FALSE))","v":325},1427625,1549125,1455907.894736842,601353.26086956519,1.1111111111111112,30,12.570053699169309,0.35866478943038027,0.44280983864878554,400233.06761977635,419484.16086948471,29250,1.5881503597308906,0.12634395983812252,"-","-","-","-","-"]
[null,{"$f":"'ورودی نیروها'!C1248","v":"BASE"},{"$f":"'ورودی نیروها'!D1248","v":14},{"$f":"'ورودی نیروها'!E1248","v":"ACIS35"},"14 - ACIS35",{"$f":"ABS('ورودی نیروها'!H1248)","v":17660.43},{"$f":"ABS('ورودی نیروها'!I1248)","v":1137172.388},{"$f":"ABS('ورودی نیروها'!J1248)","v":567001.09600000002},{"$f":"VLOOKUP(C1255,'ورودی نیروها'!M$4:P$1000000,2,FALSE)","v":50},{"$f":"VLOOKUP(C1255,'ورودی نیروها'!M$4:P$1000000,3,FALSE)","v":45},{"$f":"VLOOKUP(C1255,'ورودی نیروها'!M$4:P$1000000,4,FALSE)","v":3},95,135,{"$f":"IF(VLOOKUP(C1255,'ورودی نیروها'!M$4:Q$1048576,5,FALSE)=0,IF(K1255=1,2*L1255+2*M1255,IF(K1255=2,L1255+2*M1255,IF(K1255=3,2*L1255+M1255,L1255+M1255))),VLOOKUP(C1255,'ورودی نیروها'!M$4:Q$1048576,5,FALSE))","v":325},1427625,1549125,1455907.894736842,601353.26086956519,1.1111111111111112,30,12.570053699169309,0.35866478943038027,0.44280983864878554,407863.69508806273,251073.66383344456,29250,1.3069836731802589,0.10397598168308786,"-","-","-","-","-"]
[null,{"$f":"'ورودی نیروها'!C1249","v":"BASE"},{"$f":"'ورودی نیروها'!D1249","v":14},{"$f":"'ورودی نیروها'!E1249","v":"ACIS36"},"14 - ACIS36",{"$f":"ABS('ورودی نیروها'!H1249)","v":13150.45},{"$f":"ABS('ورودی نیروها'!I1249)","v":1140110.2250000001},{"$f":"ABS('ورودی نیروها'!J1249)","v":562631.429},{"$f":"VLOOKUP(C1256,'ورودی نیروها'!M$4:P$1000000,2,FALSE)","v":50},{"$f":"VLOOKUP(C1256,'ورودی نیروها'!M$4:P$1000000,3,FALSE)","v":45},{"$f":"VLOOKUP(C1256,'ورودی نیروها'!M$4:P$1000000,4,FALSE)","v":3},95,135,{"$f":"IF(VLOOKUP(C1256,'ورودی نیروها'!M$4:Q$1048576,5,FALSE)=0,IF(K1256=1,2*L1256+2*M1256,IF(K1256=2,L1256+2*M1256,IF(K1256=3,2*L1256+M1256,L1256+M1256))),VLOOKUP(C1256,'ورودی نیروها'!M$4:Q$1048576,5,FALSE))","v":325},1427625,1549125,1455907.894736842,601353.26086956519,1.1111111111111112,30,12.570053699169309,0.35866478943038027,0.44280983864878554,408917.39377704851,249138.73229422563,29250,1.1503167720650076,9.1512478752658485E-2,"-","-","-","-","-"]
[null,{"$f":"'ورودی نیروها'!C1250","v":"BASE"},{"$f":"'ورودی نیروها'!D1250","v":14},{"$f":"'ورودی نیروها'!E1250","v":"ACIS37"},"14 - ACIS37",{"$f":"ABS('ورودی نیروها'!H1250)","v":18318.46},{"$f":"ABS('ورودی نیروها'!I1250)","v":1160954.3419999999},{"$f":"ABS('ورودی نیروها'!J1250)","v":533365.41500000004},{"$f":"VLOOKUP(C1257,'ورودی نیروها'!M$4:P$1000000,2,FALSE)","v":50},{"$f":"VLOOKUP(C1257,'ورودی نیروها'!M$4:P$1000000,3,FALSE)","v":45},{"$f":"VLOOKUP(C1257,'ورودی نیروها'!M$4:P$1000000,4,FALSE)","v":3},95,135,{"$f":"IF(VLOOKUP(C1257,'ورودی نیروها'!M$4:Q$1048576,5,FALSE)=0,IF(K1257=1,2*L1257+2*M1257,IF(K1257=2,L1257+2*M1257,IF(K1257=3,2*L1257+M1257,L1257+M1257))),VLOOKUP(C1257,'ورودی نیروها'!M$4:Q$1048576,5,FALSE))","v":325},1427625,1549125,1455907.894736842,601353.26086956519,1.1111111111111112,30,12.570053699169309,0.35866478943038027,0.44280983864878554,416393.44461171568,236179.45335699254,29250,1.310687386356908,0.10427062745511777,"-","-","-","-","-"]
[null,{"$f":"'ورودی نیروها'!C1251","v":"BASE"},{"$f":"'ورودی نیروها'!D1251","v":14},{"$f":"'ورودی نیروها'!E1251","v":"ACIS38"},"14 - ACIS38",{"$f":"ABS('ورودی نیروها'!H1251)","v":13808.48},{"$f":"ABS('ورودی نیروها'!I1251)","v":1158016.504},{"$f":"ABS('ورودی نیروها'!J1251)","v":537735.08200000005},{"$f":"VLOOKUP(C1258,'ورودی نیروها'!M$4:P$1000000,2,FALSE)","v":50},{"$f":"VLOOKUP(C1258,'ورودی نیروها'!M$4:P$1000000,3,FALSE)","v":45},{"$f":"VLOOKUP(C1258,'ورودی نیروها'!M$4:P$1000000,4,FALSE)","v":3},95,135,{"$f":"IF(VLOOKUP(C1258,'ورودی نیروها'!M$4:Q$1048576,5,FALSE)=0,IF(K1258=1,2*L1258+2*M1258,IF(K1258=2,L1258+2*M1258,IF(K1258=3,2*L1258+M1258,L1258+M1258))),VLOOKUP(C1258,'ورودی نیروها'!M$4:Q$1048576,5,FALSE))","v":325},1427625,1549125,1455907.894736842,601353.26086956519,1.1111111111111112,30,12.570053699169309,0.35866478943038027,0.44280983864878554,415339.74556406512,238114.38489621147,29250,1.1589795863662264,9.2201641624078151E-2,"-","-","-","-","-"]
[null,{"$f":"'ورودی نیروها'!C1252","v":"BASE"},{"$f":"'ورودی نیروها'!D1252","v":14},{"$f":"'ورودی نیروها'!E1252","v":"ACIS39"},"14 - ACIS39",{"$f":"ABS('ورودی نیروها'!H1252)","v":18129.53},{"$f":"ABS('ورودی نیروها'!I1252)","v":1139679.247},{"$f":"ABS('ورودی نیروها'!J1252)","v":980959.16899999999},{"$f":"VLOOKUP(C1259,'ورودی نیروها'!M$4:P$1000000,2,FALSE)","v":50},{"$f":"VLOOKUP(C1259,'ورودی نیروها'!M$4:P$1000000,3,FALSE)","v":45},{"$f":"VLOOKUP(C1259,'ورودی نیروها'!M$4:P$1000000,4,FALSE)","v":3},95,135,{"$f":"IF(VLOOKUP(C1259,'ورودی نیروها'!M$4:Q$1048576,5,FALSE)=0,IF(K1259=1,2*L1259+2*M1259,IF(K1259=2,L1259+2*M1259,IF(K1259=3,2*L1259+M1259,L1259+M1259))),VLOOKUP(C1259,'ورودی نیروها'!M$4:Q$1048576,5,FALSE))","v":325},1427625,1549125,1455907.894736842,601353.26086956519,1.1111111111111112,30,12.570053699169309,0.35866478943038027,0.44280983864878554,408762.81714342936,434378.37134593673,29250,1.6284714261499917,0.12955166820469582,"-","-","-","-","-"]
[null,{"$f":"'ورودی نیروها'!C1253","v":"BASE"},{"$f":"'ورودی نیروها'!D1253","v":14},{"$f":"'ورودی نیروها'!E1253","v":"ACIS40"},"14 - ACIS40",{"$f":"ABS('ورودی نیروها'!H1253)","v":13619.55},{"$f":"ABS('ورودی نیروها'!I1253)","v":1136741.4099999999},{"$f":"ABS('ورودی نیروها'!J1253)","v":976589.50300000003},{"$f":"VLOOKUP(C1260,'ورودی نیروها'!M$4:P$1000000,2,FALSE)","v":50},{"$f":"VLOOKUP(C1260,'ورودی نیروها'!M$4:P$1000000,3,FALSE)","v":45},{"$f":"VLOOKUP(C1260,'ورودی نیروها'!M$4:P$1000000,4,FALSE)","v":3},95,135,{"$f":"IF(VLOOKUP(C1260,'ورودی نیروها'!M$4:Q$1048576,5,FALSE)=0,IF(K1260=1,2*L1260+2*M1260,IF(K1260=2,L1260+2*M1260,IF(K1260=3,2*L1260+M1260,L1260+M1260))),VLOOKUP(C1260,'ورودی نیروها'!M$4:Q$1048576,5,FALSE))","v":325},1427625,1549125,1455907.894736842,601353.26086956519,1.1111111111111112,30,12.570053699169309,0.35866478943038027,0.44280983864878554,407709.11845444352,432443.44024952769,29250,1.470328369653088,0.11697073098027055,"-","-","-","-","-"]
[null,{"$f":"'ورودی نیروها'!C1254","v":"BASE"},{"$f":"'ورودی نیروها'!D1254","v":14},{"$f":"'ورودی نیروها'!E1254","v":"ACIS41"},"14 - ACIS41",{"$f":"ABS('ورودی نیروها'!H1254)","v":17784.03},{"$f":"ABS('ورودی نیروها'!I1254)","v":1280839.4369999999},{"$f":"ABS('ورودی نیروها'!J1254)","v":666016.11800000002},{"$f":"VLOOKUP(C1261,'ورودی نیروها'!M$4:P$1000000,2,FALSE)","v":50},{"$f":"VLOOKUP(C1261,'ورودی نیروها'!M$4:P$1000000,3,FALSE)","v":45},{"$f":"VLOOKUP(C1261,'ورودی نیروها'!M$4:P$1000000,4,FALSE)","v":3},95,135,{"$f":"IF(VLOOKUP(C1261,'ورودی نیروها'!M$4:Q$1048576,5,FALSE)=0,IF(K1261=1,2*L1261+2*M1261,IF(K1261=2,L1261+2*M1261,IF(K1261=3,2*L1261+M1261,L1261+M1261))),VLOOKUP(C1261,'ورودی نیروها'!M$4:Q$1048576,5,FALSE))","v":325},1427625,1549125,1455907.894736842,601353.26086956519,1.1111111111111112,30,12.570053699169309,0.35866478943038027,0.44280983864878554,459392.00696573179,294918.48974907049,29250,1.4202133101272003,0.11298386976827753,"-","-","-","-","-"]
[null,{"$f":"'ورودی نیروها'!C1255","v":"BASE"},{"$f":"'ورودی نیروها'!D1255","v":14},{"$f":"'ورودی نیروها'!E1255","v":"ACIS42"},"14 - ACIS42",{"$f":"ABS('ورودی نیروها'!H1255)","v":13274.05},{"$f":"ABS('ورودی نیروها'!I1255)","v":1283777.274},{"$f":"ABS('ورودی نیروها'!J1255)","v":670385.78500000003},{"$f":"VLOOKUP(C1262,'ورودی نیروها'!M$4:P$1000000,2,FALSE)","v":50},{"$f":"VLOOKUP(C1262,'ورودی نیروها'!M$4:P$1000000,3,FALSE)","v":45},{"$f":"VLOOKUP(C1262,'ورودی نیروها'!M$4:P$1000000,4,FALSE)","v":3},95,135,{"$f":"IF(VLOOKUP(C1262,'ورودی نیروها'!M$4:Q$1048576,5,FALSE)=0,IF(K1262=1,2*L1262+2*M1262,IF(K1262=2,L1262+2*M1262,IF(K1262=3,2*L1262+M1262,L1262+M1262))),VLOOKUP(C1262,'ورودی نیروها'!M$4:Q$1048576,5,FALSE))","v":325},1427625,1549125,1455907.894736842,601353.26086956519,1.1111111111111112,30,12.570053699169309,0.35866478943038027,0.44280983864878554,460445.70565471757,296853.42128828942,29250,1.2699816665057591,0.10103231830980051,"-","-","-","-","-"]
[null,{"$f":"'ورودی نیروها'!C1256","v":"BASE"},{"$f":"'ورودی نیروها'!D1256","v":14},{"$f":"'ورودی نیروها'!E1256","v":"ACIS43"},"14 - ACIS43",{"$f":"ABS('ورودی نیروها'!H1256)","v":17595.099999999999},{"$f":"ABS('ورودی نیروها'!I1256)","v":1302114.531},{"$f":"ABS('ورودی نیروها'!J1256)","v":848308.46600000001},{"$f":"VLOOKUP(C1263,'ورودی نیروها'!M$4:P$1000000,2,FALSE)","v":50},{"$f":"VLOOKUP(C1263,'ورودی نیروها'!M$4:P$1000000,3,FALSE)","v":45},{"$f":"VLOOKUP(C1263,'ورودی نیروها'!M$4:P$1000000,4,FALSE)","v":3},95,135,{"$f":"IF(VLOOKUP(C1263,'ورودی نیروها'!M$4:Q$1048576,5,FALSE)=0,IF(K1263=1,2*L1263+2*M1263,IF(K1263=2,L1263+2*M1263,IF(K1263=3,2*L1263+M1263,L1263+M1263))),VLOOKUP(C1263,'ورودی نیروها'!M$4:Q$1048576,5,FALSE))","v":325},1427625,1549125,1455907.894736842,601353.26086956519,1.1111111111111112,30,12.570053699169309,0.35866478943038027,0.44280983864878554,467022.63407535333,375639.33495385875,29250,1.5533311353617079,0.12357394586662424,"-","-","-","-","-"]
[null,{"$f":"'ورودی نیروها'!C1257","v":"BASE"},{"$f":"'ورودی نیروها'!D1257","v":14},{"$f":"'ورودی نیروها'!E1257","v":"ACIS44"},"14 - ACIS44",{"$f":"ABS('ورودی نیروها'!H1257)","v":13085.12},{"$f":"ABS('ورودی نیروها'!I1257)","v":1305052.3689999999},{"$f":"ABS('ورودی نیروها'!J1257)","v":843938.799},{"$f":"VLOOKUP(C1264,'ورودی نیروها'!M$4:P$1000000,2,FALSE)","v":50},{"$f":"VLOOKUP(C1264,'ورودی نیروها'!M$4:P$1000000,3,FALSE)","v":45},{"$f":"VLOOKUP(C1264,'ورودی نیروها'!M$4:P$1000000,4,FALSE)","v":3},95,135,{"$f":"IF(VLOOKUP(C1264,'ورودی نیروها'!M$4:Q$1048576,5,FALSE)=0,IF(K1264=1,2*L1264+2*M1264,IF(K1264=2,L1264+2*M1264,IF(K1264=3,2*L1264+M1264,L1264+M1264))),VLOOKUP(C1264,'ورودی نیروها'!M$4:Q$1048576,5,FALSE))","v":325},1427625,1549125,1455907.894736842,601353.26086956519,1.1111111111111112,30,12.570053699169309,0.35866478943038027,0.44280983864878554,468076.33312300389,373704.40341463988,29250,1.3966642344976887,0.11111044295618142,"-","-","-","-","-"]
[null,{"$f":"'ورودی نیروها'!C1258","v":"BASE"},{"$f":"'ورودی نیروها'!D1258","v":14},{"$f":"'ورودی نیروها'!E1258","v":"ACIS45"},"14 - ACIS45",{"$f":"ABS('ورودی نیروها'!H1258)","v":18383.79},{"$f":"ABS('ورودی نیروها'!I1258)","v":1325896.4850000001},{"$f":"ABS('ورودی نیروها'!J1258)","v":814672.78500000003},{"$f":"VLOOKUP(C1265,'ورودی نیروها'!M$4:P$1000000,2,FALSE)","v":50},{"$f":"VLOOKUP(C1265,'ورودی نیروها'!M$4:P$1000000,3,FALSE)","v":45},{"$f":"VLOOKUP(C1265,'ورودی نیروها'!M$4:P$1000000,4,FALSE)","v":3},95,135,{"$f":"IF(VLOOKUP(C1265,'ورودی نیروها'!M$4:Q$1048576,5,FALSE)=0,IF(K1265=1,2*L1265+2*M1265,IF(K1265=2,L1265+2*M1265,IF(K1265=3,2*L1265+M1265,L1265+M1265))),VLOOKUP(C1265,'ورودی نیروها'!M$4:Q$1048576,5,FALSE))","v":325},1427625,1549125,1455907.894736842,601353.26086956519,1.1111111111111112,30,12.570053699169309,0.35866478943038027,0.44280983864878554,475552.3835990064,360745.12447740679,29250,1.5615018570853658,0.12422396072886766,"-","-","-","-","-"]
[null,{"$f":"'ورودی نیروها'!C1259","v":"BASE"},{"$f":"'ورودی نیروها'!D1259","v":14},{"$f":"'ورودی نیروها'!E1259","v":"ACIS46"},"14 - ACIS46",{"$f":"ABS('ورودی نیروها'!H1259)","v":13873.82},{"$f":"ABS('ورودی نیروها'!I1259)","v":1322958.648},{"$f":"ABS('ورودی نیروها'!J1259)","v":819042.45200000005},{"$f":"VLOOKUP(C1266,'ورودی نیروها'!M$4:P$1000000,2,FALSE)","v":50},{"$f":"VLOOKUP(C1266,'ورودی نیروها'!M$4:P$1000000,3,FALSE)","v":45},{"$f":"VLOOKUP(C1266,'ورودی نیروها'!M$4:P$1000000,4,FALSE)","v":3},95,135,{"$f":"IF(VLOOKUP(C1266,'ورودی نیروها'!M$4:Q$1048576,5,FALSE)=0,IF(K1266=1,2*L1266+2*M1266,IF(K1266=2,L1266+2*M1266,IF(K1266=3,2*L1266+M1266,L1266+M1266))),VLOOKUP(C1266,'ورودی نیروها'!M$4:Q$1048576,5,FALSE))","v":325},1427625,1549125,1455907.894736842,601353.26086956519,1.1111111111111112,30,12.570053699169309,0.35866478943038027,0.44280983864878554,474498.68491002062,362680.05601662572,29250,1.409794399226258,0.11215500211581628,"-","-","-","-","-"]
[null,{"$f":"'ورودی نیروها'!C1260","v":"BASE"},{"$f":"'ورودی نیروها'!D1260","v":14},{"$f":"'ورودی نیروها'!E1260","v":"ACIS47"},"14 - ACIS47",{"$f":"ABS('ورودی نیروها'!H1260)","v":18194.86},{"$f":"ABS('ورودی نیروها'!I1260)","v":1304621.3910000001},{"$f":"ABS('ورودی نیروها'!J1260)","v":699651.799},{"$f":"VLOOKUP(C1267,'ورودی نیروها'!M$4:P$1000000,2,FALSE)","v":50},{"$f":"VLOOKUP(C1267,'ورودی نیروها'!M$4:P$1000000,3,FALSE)","v":45},{"$f":"VLOOKUP(C1267,'ورودی نیروها'!M$4:P$1000000,4,FALSE)","v":3},95,135,{"$f":"IF(VLOOKUP(C1267,'ورودی نیروها'!M$4:Q$1048576,5,FALSE)=0,IF(K1267=1,2*L1267+2*M1267,IF(K1267=2,L1267+2*M1267,IF(K1267=3,2*L1267+M1267,L1267+M1267))),VLOOKUP(C1267,'ورودی نیروها'!M$4:Q$1048576,5,FALSE))","v":325},1427625,1549125,1455907.894736842,601353.26086956519,1.1111111111111112,30,12.570053699169309,0.35866478943038027,0.44280983864878554,467921.7564893848,309812.70022552251,29250,1.4650013850933101,0.11654694722506433,"-","-","-","-","-"]
[null,{"$f":"'ورودی نیروها'!C1261","v":"BASE"},{"$f":"'ورودی نیروها'!D1261","v":14},{"$f":"'ورودی نیروها'!E1261","v":"ACIS48"},"14 - ACIS48",{"$f":"ABS('ورودی نیروها'!H1261)","v":13684.89},{"$f":"ABS('ورودی نیروها'!I1261)","v":1301683.5530000001},{"$f":"ABS('ورودی نیروها'!J1261)","v":695282.13300000003},{"$f":"VLOOKUP(C1268,'ورودی نیروها'!M$4:P$1000000,2,FALSE)","v":50},{"$f":"VLOOKUP(C1268,'ورودی نیروها'!M$4:P$1000000,3,FALSE)","v":45},{"$f":"VLOOKUP(C1268,'ورودی نیروها'!M$4:P$1000000,4,FALSE)","v":3},95,135,{"$f":"IF(VLOOKUP(C1268,'ورودی نیروها'!M$4:Q$1048576,5,FALSE)=0,IF(K1268=1,2*L1268+2*M1268,IF(K1268=2,L1268+2*M1268,IF(K1268=3,2*L1268+M1268,L1268+M1268))),VLOOKUP(C1268,'ورودی نیروها'!M$4:Q$1048576,5,FALSE))","v":325},1427625,1549125,1455907.894736842,601353.26086956519,1.1111111111111112,30,12.570053699169309,0.35866478943038027,0.44280983864878554,466868.05744173424,307877.76912911347,29250,1.3068586702255165,0.10396603717865423,"-","-","-","-","-"]
[null,{"$f":"'ورودی نیروها'!C1262","v":"BASE"},{"$f":"'ورودی نیروها'!D1262","v":14},{"$f":"'ورودی نیروها'!E1262","v":"ACIS49"},"14 - ACIS49",{"$f":"ABS('ورودی نیروها'!H1262)","v":12159.15},{"$f":"ABS('ورودی نیروها'!I1262)","v":322858.61099999998},{"$f":"ABS('ورودی نیروها'!J1262)","v":2532410.5619999999},{"$f":"VLOOKUP(C1269,'ورودی نیروها'!M$4:P$1000000,2,FALSE)","v":50},{"$f":"VLOOKUP(C1269,'ورودی نیروها'!M$4:P$1000000,3,FALSE)","v":45},{"$f":"VLOOKUP(C1269,'ورودی نیروها'!M$4:P$1000000,4,FALSE)","v":3},95,135,{"$f":"IF(VLOOKUP(C1269,'ورودی نیروها'!M$4:Q$1048576,5,FALSE)=0,IF(K1269=1,2*L1269+2*M1269,IF(K1269=2,L1269+2*M1269,IF(K1269=3,2*L1269+M1269,L1269+M1269))),VLOOKUP(C1269,'ورودی نیروها'!M$4:Q$1048576,5,FALSE))","v":325},1427625,1549125,1455907.894736842,601353.26086956519,1.1111111111111112,30,12.570053699169309,0.35866478943038027,0.44280983864878554,115798.01573010004,1121376.3123517002,29250,2.3615644718408322,0.18787226597105913,"-","-","-","-","-"]
[null,{"$f":"'ورودی نیروها'!C1263","v":"BASE"},{"$f":"'ورودی نیروها'!D1263","v":14},{"$f":"'ورودی نیروها'!E1263","v":"ACIS50"},"14 - ACIS50",{"$f":"ABS('ورودی نیروها'!H1263)","v":7649.17},{"$f":"ABS('ورودی نیروها'!I1263)","v":325796.44900000002},{"$f":"ABS('ورودی نیروها'!J1263)","v":2536780.2280000001},{"$f":"VLOOKUP(C1270,'ورودی نیروها'!M$4:P$1000000,2,FALSE)","v":50},{"$f":"VLOOKUP(C1270,'ورودی نیروها'!M$4:P$1000000,3,FALSE)","v":45},{"$f":"VLOOKUP(C1270,'ورودی نیروها'!M$4:P$1000000,4,FALSE)","v":3},95,135,{"$f":"IF(VLOOKUP(C1270,'ورودی نیروها'!M$4:Q$1048576,5,FALSE)=0,IF(K1270=1,2*L1270+2*M1270,IF(K1270=2,L1270+2*M1270,IF(K1270=3,2*L1270+M1270,L1270+M1270))),VLOOKUP(C1270,'ورودی نیروها'!M$4:Q$1048576,5,FALSE))","v":325},1427625,1549125,1455907.894736842,601353.26086956519,1.1111111111111112,30,12.570053699169309,0.35866478943038027,0.44280983864878554,116851.71477775063,1123311.2434481094,29250,2.2113328277342674,0.17592071447398855,"-","-","-","-","-"]
[null,{"$f":"'ورودی نیروها'!C1264","v":"BASE"},{"$f":"'ورودی نیروها'!D1264","v":14},{"$f":"'ورودی نیروها'!E1264","v":"ACIS51"},"14 - ACIS51",{"$f":"ABS('ورودی نیروها'!H1264)","v":12319.48},{"$f":"ABS('ورودی نیروها'!I1264)","v":409679.522},{"$f":"ABS('ورودی نیروها'!J1264)","v":2492615.35},{"$f":"VLOOKUP(C1271,'ورودی نیروها'!M$4:P$1000000,2,FALSE)","v":50},{"$f":"VLOOKUP(C1271,'ورودی نیروها'!M$4:P$1000000,3,FALSE)","v":45},{"$f":"VLOOKUP(C1271,'ورودی نیروها'!M$4:P$1000000,4,FALSE)","v":3},95,135,{"$f":"IF(VLOOKUP(C1271,'ورودی نیروها'!M$4:Q$1048576,5,FALSE)=0,IF(K1271=1,2*L1271+2*M1271,IF(K1271=2,L1271+2*M1271,IF(K1271=3,2*L1271+M1271,L1271+M1271))),VLOOKUP(C1271,'ورودی نیروها'!M$4:Q$1048576,5,FALSE))","v":325},1427625,1549125,1455907.894736842,601353.26086956519,1.1111111111111112,30,12.570053699169309,0.35866478943038027,0.44280983864878554,146937.61949206883,1103754.6009469861,29250,2.3595545855210593,0.18771237116329825,"-","-","-","-","-"]
[null,{"$f":"'ورودی نیروها'!C1265","v":"BASE"},{"$f":"'ورودی نیروها'!D1265","v":14},{"$f":"'ورودی نیروها'!E1265","v":"ACIS52"},"14 - ACIS52",{"$f":"ABS('ورودی نیروها'!H1265)","v":7809.5},{"$f":"ABS('ورودی نیروها'!I1265)","v":406741.685},{"$f":"ABS('ورودی نیروها'!J1265)","v":2496985.017},{"$f":"VLOOKUP(C1272,'ورودی نیروها'!M$4:P$1000000,2,FALSE)","v":50},{"$f":"VLOOKUP(C1272,'ورودی نیروها'!M$4:P$1000000,3,FALSE)","v":45},{"$f":"VLOOKUP(C1272,'ورودی نیروها'!M$4:P$1000000,4,FALSE)","v":3},95,135,{"$f":"IF(VLOOKUP(C1272,'ورودی نیروها'!M$4:Q$1048576,5,FALSE)=0,IF(K1272=1,2*L1272+2*M1272,IF(K1272=2,L1272+2*M1272,IF(K1272=3,2*L1272+M1272,L1272+M1272))),VLOOKUP(C1272,'ورودی نیروها'!M$4:Q$1048576,5,FALSE))","v":325},1427625,1549125,1455907.894736842,601353.26086956519,1.1111111111111112,30,12.570053699169309,0.35866478943038027,0.44280983864878554,145883.92080308305,1105689.532486205,29250,2.2078467857816095,0.17564338535224516,"-","-","-","-","-"]
[null,{"$f":"'ورودی نیروها'!C1266","v":"BASE"},{"$f":"'ورودی نیروها'!D1266","v":14},{"$f":"'ورودی نیروها'!E1266","v":"ACIS54"},"14 - ACIS54",{"$f":"ABS('ورودی نیروها'!H1266)","v":11529.38},{"$f":"ABS('ورودی نیروها'!I1266)","v":393775.59399999998},{"$f":"ABS('ورودی نیروها'!J1266)","v":2515338.0529999998},{"$f":"VLOOKUP(C1273,'ورودی نیروها'!M$4:P$1000000,2,FALSE)","v":50},{"$f":"VLOOKUP(C1273,'ورودی نیروها'!M$4:P$1000000,3,FALSE)","v":45},{"$f":"VLOOKUP(C1273,'ورودی نیروها'!M$4:P$1000000,4,FALSE)","v":3},95,135,{"$f":"IF(VLOOKUP(C1273,'ورودی نیروها'!M$4:Q$1048576,5,FALSE)=0,IF(K1273=1,2*L1273+2*M1273,IF(K1273=2,L1273+2*M1273,IF(K1273=3,2*L1273+M1273,L1273+M1273))),VLOOKUP(C1273,'ورودی نیروها'!M$4:Q$1048576,5,FALSE))","v":325},1427625,1549125,1455907.894736842,601353.26086956519,1.1111111111111112,30,12.570053699169309,0.35866478943038027,0.44280983864878554,141233.44050483292,1113816.4373960802,29250,2.3452790368553882,0.18657669195242785,"-","-","-","-","-"]
[null,{"$f":"'ورودی نیروها'!C1267","v":"BASE"},{"$f":"'ورودی نیروها'!D1267","v":14},{"$f":"'ورودی نیروها'!E1267","v":"ACIS55"},"14 - ACIS55",{"$f":"ABS('ورودی نیروها'!H1267)","v":11689.71},{"$f":"ABS('ورودی نیروها'!I1267)","v":338762.54},{"$f":"ABS('ورودی نیروها'!J1267)","v":2555133.264},{"$f":"VLOOKUP(C1274,'ورودی نیروها'!M$4:P$1000000,2,FALSE)","v":50},{"$f":"VLOOKUP(C1274,'ورودی نیروها'!M$4:P$1000000,3,FALSE)","v":45},{"$f":"VLOOKUP(C1274,'ورودی نیروها'!M$4:P$1000000,4,FALSE)","v":3},95,135,{"$f":"IF(VLOOKUP(C1274,'ورودی نیروها'!M$4:Q$1048576,5,FALSE)=0,IF(K1274=1,2*L1274+2*M1274,IF(K1274=2,L1274+2*M1274,IF(K1274=3,2*L1274+M1274,L1274+M1274))),VLOOKUP(C1274,'ورودی نیروها'!M$4:Q$1048576,5,FALSE))","v":325},1427625,1549125,1455907.894736842,601353.26086956519,1.1111111111111112,30,12.570053699169309,0.35866478943038027,0.44280983864878554,121502.19507600076,1131438.1483579846,29250,2.3662428024482773,0.18824444660921777,"-","-","-","-","-"]
[null,{"$f":"'ورودی نیروها'!C1268","v":"BASE"},{"$f":"'ورودی نیروها'!D1268","v":14},{"$f":"'ورودی نیروها'!E1268","v":"ACIS56"},"14 - ACIS56",{"$f":"ABS('ورودی نیروها'!H1268)","v":7179.74},{"$f":"ABS('ورودی نیروها'!I1268)","v":335824.70199999999},{"$f":"ABS('ورودی نیروها'!J1268)","v":2550763.5970000001},{"$f":"VLOOKUP(C1275,'ورودی نیروها'!M$4:P$1000000,2,FALSE)","v":50},{"$f":"VLOOKUP(C1275,'ورودی نیروها'!M$4:P$1000000,3,FALSE)","v":45},{"$f":"VLOOKUP(C1275,'ورودی نیروها'!M$4:P$1000000,4,FALSE)","v":3},95,135,{"$f":"IF(VLOOKUP(C1275,'ورودی نیروها'!M$4:Q$1048576,5,FALSE)=0,IF(K1275=1,2*L1275+2*M1275,IF(K1275=2,L1275+2*M1275,IF(K1275=3,2*L1275+M1275,L1275+M1275))),VLOOKUP(C1275,'ورودی نیروها'!M$4:Q$1048576,5,FALSE))","v":325},1427625,1549125,1455907.894736842,601353.26086956519,1.1111111111111112,30,12.570053699169309,0.35866478943038027,0.44280983864878554,120448.4960283502,1129503.2168187657,29250,2.2081000868441278,0.1756635365042275,"-","-","-","-","-"]
[null,{"$f":"'ورودی نیروها'!C1269","v":"BASE"},{"$f":"'ورودی نیروها'!D1269","v":14},{"$f":"'ورودی نیروها'!E1269","v":"ACIS57"},"14 - ACIS57",{"$f":"ABS('ورودی نیروها'!H1269)","v":12131.06},{"$f":"ABS('ورودی نیروها'!I1269)","v":393787.03},{"$f":"ABS('ورودی نیروها'!J1269)","v":2411445.5989999999},{"$f":"VLOOKUP(C1276,'ورودی نیروها'!M$4:P$1000000,2,FALSE)","v":50},{"$f":"VLOOKUP(C1276,'ورودی نیروها'!M$4:P$1000000,3,FALSE)","v":45},{"$f":"VLOOKUP(C1276,'ورودی نیروها'!M$4:P$1000000,4,FALSE)","v":3},95,135,{"$f":"IF(VLOOKUP(C1276,'ورودی نیروها'!M$4:Q$1048576,5,FALSE)=0,IF(K1276=1,2*L1276+2*M1276,IF(K1276=2,L1276+2*M1276,IF(K1276=3,2*L1276+M1276,L1276+M1276))),VLOOKUP(C1276,'ورودی نیروها'!M$4:Q$1048576,5,FALSE))","v":325},1427625,1549125,1455907.894736842,601353.26086956519,1.1111111111111112,30,12.570053699169309,0.35866478943038027,0.44280983864878554,141237.54219536486,1067811.8366035139,29250,2.2893503764959338,0.18212733463877129,"-","-","-","-","-"]
[null,{"$f":"'ورودی نیروها'!C1270","v":"BASE"},{"$f":"'ورودی نیروها'!D1270","v":14},{"$f":"'ورودی نیروها'!E1270","v":"ACIS58"},"14 - ACIS58",{"$f":"ABS('ورودی نیروها'!H1270)","v":7621.08},{"$f":"ABS('ورودی نیروها'!I1270)","v":396724.86700000003},{"$f":"ABS('ورودی نیروها'!J1270)","v":2415815.2659999998},{"$f":"VLOOKUP(C1277,'ورودی نیروها'!M$4:P$1000000,2,FALSE)","v":50},{"$f":"VLOOKUP(C1277,'ورودی نیروها'!M$4:P$1000000,3,FALSE)","v":45},{"$f":"VLOOKUP(C1277,'ورودی نیروها'!M$4:P$1000000,4,FALSE)","v":3},95,135,{"$f":"IF(VLOOKUP(C1277,'ورودی نیروها'!M$4:Q$1048576,5,FALSE)=0,IF(K1277=1,2*L1277+2*M1277,IF(K1277=2,L1277+2*M1277,IF(K1277=3,2*L1277+M1277,L1277+M1277))),VLOOKUP(C1277,'ورودی نیروها'!M$4:Q$1048576,5,FALSE))","v":325},1427625,1549125,1455907.894736842,601353.26086956519,1.1111111111111112,30,12.570053699169309,0.35866478943038027,0.44280983864878554,142291.24088435064,1069746.7681427328,29250,2.1391187328744925,0.1701757831802943,"-","-","-","-","-"]
[null,{"$f":"'ورودی نیروها'!C1271","v":"BASE"},{"$f":"'ورودی نیروها'!D1271","v":14},{"$f":"'ورودی نیروها'!E1271","v":"ACIS59"},"14 - ACIS59",{"$f":"ABS('ورودی نیروها'!H1271)","v":12291.39},{"$f":"ABS('ورودی نیروها'!I1271)","v":338751.10399999999},{"$f":"ABS('ورودی نیروها'!J1271)","v":2371650.3879999998},{"$f":"VLOOKUP(C1278,'ورودی نیروها'!M$4:P$1000000,2,FALSE)","v":50},{"$f":"VLOOKUP(C1278,'ورودی نیروها'!M$4:P$1000000,3,FALSE)","v":45},{"$f":"VLOOKUP(C1278,'ورودی نیروها'!M$4:P$1000000,4,FALSE)","v":3},95,135,{"$f":"IF(VLOOKUP(C1278,'ورودی نیروها'!M$4:Q$1048576,5,FALSE)=0,IF(K1278=1,2*L1278+2*M1278,IF(K1278=2,L1278+2*M1278,IF(K1278=3,2*L1278+M1278,L1278+M1278))),VLOOKUP(C1278,'ورودی نیروها'!M$4:Q$1048576,5,FALSE))","v":325},1427625,1549125,1455907.894736842,601353.26086956519,1.1111111111111112,30,12.570053699169309,0.35866478943038027,0.44280983864878554,121498.09338546885,1050190.1256416095,29250,2.2517015433094234,0.17913221352890696,"-","-","-","-","-"]
[null,{"$f":"'ورودی نیروها'!C1272","v":"BASE"},{"$f":"'ورودی نیروها'!D1272","v":14},{"$f":"'ورودی نیروها'!E1272","v":"ACIS60"},"14 - ACIS60",{"$f":"ABS('ورودی نیروها'!H1272)","v":7781.41},{"$f":"ABS('ورودی نیروها'!I1272)","v":335813.266},{"$f":"ABS('ورودی نیروها'!J1272)","v":2376020.0550000002},{"$f":"VLOOKUP(C1279,'ورودی نیروها'!M$4:P$1000000,2,FALSE)","v":50},{"$f":"VLOOKUP(C1279,'ورودی نیروها'!M$4:P$1000000,3,FALSE)","v":45},{"$f":"VLOOKUP(C1279,'ورودی نیروها'!M$4:P$1000000,4,FALSE)","v":3},95,135,{"$f":"IF(VLOOKUP(C1279,'ورودی نیروها'!M$4:Q$1048576,5,FALSE)=0,IF(K1279=1,2*L1279+2*M1279,IF(K1279=2,L1279+2*M1279,IF(K1279=3,2*L1279+M1279,L1279+M1279))),VLOOKUP(C1279,'ورودی نیروها'!M$4:Q$1048576,5,FALSE))","v":325},1427625,1549125,1455907.894736842,601353.26086956519,1.1111111111111112,30,12.570053699169309,0.35866478943038027,0.44280983864878554,120444.39433781827,1052125.0571808286,29250,2.0999937433187426,0.16706322769786738,"-","-","-","-","-"]
[null,{"$f":"'ورودی نیروها'!C1273","v":"BASE"},{"$f":"'ورودی نیروها'!D1273","v":14},{"$f":"'ورودی نیروها'!E1273","v":"ACIS61"},"14 - ACIS61",{"$f":"ABS('ورودی نیروها'!H1273)","v":11557.48},{"$f":"ABS('ورودی نیروها'!I1273)","v":322847.17499999999},{"$f":"ABS('ورودی نیروها'!J1273)","v":2394373.09},{"$f":"VLOOKUP(C1280,'ورودی نیروها'!M$4:P$1000000,2,FALSE)","v":50},{"$f":"VLOOKUP(C1280,'ورودی نیروها'!M$4:P$1000000,3,FALSE)","v":45},{"$f":"VLOOKUP(C1280,'ورودی نیروها'!M$4:P$1000000,4,FALSE)","v":3},95,135,{"$f":"IF(VLOOKUP(C1280,'ورودی نیروها'!M$4:Q$1048576,5,FALSE)=0,IF(K1280=1,2*L1280+2*M1280,IF(K1280=2,L1280+2*M1280,IF(K1280=3,2*L1280+M1280,L1280+M1280))),VLOOKUP(C1280,'ورودی نیروها'!M$4:Q$1048576,5,FALSE))","v":325},1427625,1549125,1455907.894736842,601353.26086956519,1.1111111111111112,30,12.570053699169309,0.35866478943038027,0.44280983864878554,115793.91403956813,1060251.961647894,29250,2.2393470192971914,0.17814935981102281,"-","-","-","-","-"]
[null,{"$f":"'ورودی نیروها'!C1274","v":"BASE"},{"$f":"'ورودی نیروها'!D1274","v":14},{"$f":"'ورودی نیروها'!E1274","v":"ACIS62"},"14 - ACIS62",{"$f":"ABS('ورودی نیروها'!H1274)","v":7047.5},{"$f":"ABS('ورودی نیروها'!I1274)","v":325785.01299999998},{"$f":"ABS('ورودی نیروها'!J1274)","v":2390003.4240000001},{"$f":"VLOOKUP(C1281,'ورودی نیروها'!M$4:P$1000000,2,FALSE)","v":50},{"$f":"VLOOKUP(C1281,'ورودی نیروها'!M$4:P$1000000,3,FALSE)","v":45},{"$f":"VLOOKUP(C1281,'ورودی نیروها'!M$4:P$1000000,4,FALSE)","v":3},95,135,{"$f":"IF(VLOOKUP(C1281,'ورودی نیروها'!M$4:Q$1048576,5,FALSE)=0,IF(K1281=1,2*L1281+2*M1281,IF(K1281=2,L1281+2*M1281,IF(K1281=3,2*L1281+M1281,L1281+M1281))),VLOOKUP(C1281,'ورودی نیروها'!M$4:Q$1048576,5,FALSE))","v":325},1427625,1549125,1455907.894736842,601353.26086956519,1.1111111111111112,30,12.570053699169309,0.35866478943038027,0.44280983864878554,116847.61308721869,1058317.030551485,29250,2.0826801191695279,0.16568585695916013,"-","-","-","-","-"]
[null,{"$f":"'ورودی نیروها'!C1275","v":"BASE"},{"$f":"'ورودی نیروها'!D1275","v":14},{"$f":"'ورودی نیروها'!E1275","v":"ACIS64"},"14 - ACIS64",{"$f":"ABS('ورودی نیروها'!H1275)","v":11717.81},{"$f":"ABS('ورودی نیروها'!I1275)","v":409690.95799999998},{"$f":"ABS('ورودی نیروها'!J1275)","v":2434168.301},{"$f":"VLOOKUP(C1282,'ورودی نیروها'!M$4:P$1000000,2,FALSE)","v":50},{"$f":"VLOOKUP(C1282,'ورودی نیروها'!M$4:P$1000000,3,FALSE)","v":45},{"$f":"VLOOKUP(C1282,'ورودی نیروها'!M$4:P$1000000,4,FALSE)","v":3},95,135,{"$f":"IF(VLOOKUP(C1282,'ورودی نیروها'!M$4:Q$1048576,5,FALSE)=0,IF(K1282=1,2*L1282+2*M1282,IF(K1282=2,L1282+2*M1282,IF(K1282=3,2*L1282+M1282,L1282+M1282))),VLOOKUP(C1282,'ورودی نیروها'!M$4:Q$1048576,5,FALSE))","v":325},1427625,1549125,1455907.894736842,601353.26086956519,1.1111111111111112,30,12.570053699169309,0.35866478943038027,0.44280983864878554,146941.72118260077,1077873.6726097984,29250,2.295949732493173,0.18265234082849627,"-","-","-","-","-"]
[null,{"$f":"'ورودی نیروها'!C1276","v":"BASE"},{"$f":"'ورودی نیروها'!D1276","v":14},{"$f":"'ورودی نیروها'!E1276","v":"ACIS65"},"14 - ACIS65",{"$f":"ABS('ورودی نیروها'!H1276)","v":12187.24},{"$f":"ABS('ورودی نیروها'!I1276)","v":251930.193},{"$f":"ABS('ورودی نیروها'!J1276)","v":2653375.5240000002},{"$f":"VLOOKUP(C1283,'ورودی نیروها'!M$4:P$1000000,2,FALSE)","v":50},{"$f":"VLOOKUP(C1283,'ورودی نیروها'!M$4:P$1000000,3,FALSE)","v":45},{"$f":"VLOOKUP(C1283,'ورودی نیروها'!M$4:P$1000000,4,FALSE)","v":3},95,135,{"$f":"IF(VLOOKUP(C1283,'ورودی نیروها'!M$4:Q$1048576,5,FALSE)=0,IF(K1283=1,2*L1283+2*M1283,IF(K1283=2,L1283+2*M1283,IF(K1283=3,2*L1283+M1283,L1283+M1283))),VLOOKUP(C1283,'ورودی نیروها'!M$4:Q$1048576,5,FALSE))","v":325},1427625,1549125,1455907.894736842,601353.26086956519,1.1111111111111112,30,12.570053699169309,0.35866478943038027,0.44280983864878554,90358.489623500063,1174940.787657077,29250,2.4337785667006075,0.19361719726475343,"-","-","-","-","-"]
[null,{"$f":"'ورودی نیروها'!C1277","v":"BASE"},{"$f":"'ورودی نیروها'!D1277","v":14},{"$f":"'ورودی نیروها'!E1277","v":"ACIS67"},"14 - ACIS67",{"$f":"ABS('ورودی نیروها'!H1277)","v":7677.27},{"$f":"ABS('ورودی نیروها'!I1277)","v":254868.03},{"$f":"ABS('ورودی نیروها'!J1277)","v":2657745.1910000001},{"$f":"VLOOKUP(C1284,'ورودی نیروها'!M$4:P$1000000,2,FALSE)","v":50},{"$f":"VLOOKUP(C1284,'ورودی نیروها'!M$4:P$1000000,3,FALSE)","v":45},{"$f":"VLOOKUP(C1284,'ورودی نیروها'!M$4:P$1000000,4,FALSE)","v":3},95,135,{"$f":"IF(VLOOKUP(C1284,'ورودی نیروها'!M$4:Q$1048576,5,FALSE)=0,IF(K1284=1,2*L1284+2*M1284,IF(K1284=2,L1284+2*M1284,IF(K1284=3,2*L1284+M1284,L1284+M1284))),VLOOKUP(C1284,'ورودی نیروها'!M$4:Q$1048576,5,FALSE))","v":325},1427625,1549125,1455907.894736842,601353.26086956519,1.1111111111111112,30,12.570053699169309,0.35866478943038027,0.44280983864878554,91412.188312485843,1176875.7191962958,29250,2.2835472649595081,0.18166567300427811,"-","-","-","-","-"]
[null,{"$f":"'ورودی نیروها'!C1278","v":"BASE"},{"$f":"'ورودی نیروها'!D1278","v":14},{"$f":"'ورودی نیروها'!E1278","v":"ACIS68"},"14 - ACIS68",{"$f":"ABS('ورودی نیروها'!H1278)","v":7837.6},{"$f":"ABS('ورودی نیروها'!I1278)","v":477670.103},{"$f":"ABS('ورودی نیروها'!J1278)","v":2617949.98},{"$f":"VLOOKUP(C1285,'ورودی نیروها'!M$4:P$1000000,2,FALSE)","v":50},{"$f":"VLOOKUP(C1285,'ورودی نیروها'!M$4:P$1000000,3,FALSE)","v":45},{"$f":"VLOOKUP(C1285,'ورودی نیروها'!M$4:P$1000000,4,FALSE)","v":3},95,135,{"$f":"IF(VLOOKUP(C1285,'ورودی نیروها'!M$4:Q$1048576,5,FALSE)=0,IF(K1285=1,2*L1285+2*M1285,IF(K1285=2,L1285+2*M1285,IF(K1285=3,2*L1285+M1285,L1285+M1285))),VLOOKUP(C1285,'ورودی نیروها'!M$4:Q$1048576,5,FALSE))","v":325},1427625,1549125,1455907.894736842,601353.26086956519,1.1111111111111112,30,12.570053699169309,0.35866478943038027,0.44280983864878554,171323.44690968306,1159254.0082343912,29250,2.3157001706099418,0.1842235702432182,"-","-","-","-","-"]
[null,{"$f":"'ورودی نیروها'!C1279","v":"BASE"},{"$f":"'ورودی نیروها'!D1279","v":14},{"$f":"'ورودی نیروها'!E1279","v":"ACIS69"},"14 - ACIS69",{"$f":"ABS('ورودی نیروها'!H1279)","v":11501.29},{"$f":"ABS('ورودی نیروها'!I1279)","v":464704.01199999999},{"$f":"ABS('ورودی نیروها'!J1279)","v":2636303.0150000001},{"$f":"VLOOKUP(C1286,'ورودی نیروها'!M$4:P$1000000,2,FALSE)","v":50},{"$f":"VLOOKUP(C1286,'ورودی نیروها'!M$4:P$1000000,3,FALSE)","v":45},{"$f":"VLOOKUP(C1286,'ورودی نیروها'!M$4:P$1000000,4,FALSE)","v":3},95,135,{"$f":"IF(VLOOKUP(C1286,'ورودی نیروها'!M$4:Q$1048576,5,FALSE)=0,IF(K1286=1,2*L1286+2*M1286,IF(K1286=2,L1286+2*M1286,IF(K1286=3,2*L1286+M1286,L1286+M1286))),VLOOKUP(C1286,'ورودی نیروها'!M$4:Q$1048576,5,FALSE))","v":325},1427625,1549125,1455907.894736842,601353.26086956519,1.1111111111111112,30,12.570053699169309,0.35866478943038027,0.44280983864878554,166672.9666114329,1167380.9127014568,29250,2.4512113953063399,0.19500405121326794,"-","-","-","-","-"]
[null,{"$f":"'ورودی نیروها'!C1280","v":"BASE"},{"$f":"'ورودی نیروها'!D1280","v":14},{"$f":"'ورودی نیروها'!E1280","v":"ACIS70"},"14 - ACIS70",{"$f":"ABS('ورودی نیروها'!H1280)","v":6991.31},{"$f":"ABS('ورودی نیروها'!I1280)","v":467641.84899999999},{"$f":"ABS('ورودی نیروها'!J1280)","v":2631933.3480000002},{"$f":"VLOOKUP(C1287,'ورودی نیروها'!M$4:P$1000000,2,FALSE)","v":50},{"$f":"VLOOKUP(C1287,'ورودی نیروها'!M$4:P$1000000,3,FALSE)","v":45},{"$f":"VLOOKUP(C1287,'ورودی نیروها'!M$4:P$1000000,4,FALSE)","v":3},95,135,{"$f":"IF(VLOOKUP(C1287,'ورودی نیروها'!M$4:Q$1048576,5,FALSE)=0,IF(K1287=1,2*L1287+2*M1287,IF(K1287=2,L1287+2*M1287,IF(K1287=3,2*L1287+M1287,L1287+M1287))),VLOOKUP(C1287,'ورودی نیروها'!M$4:Q$1048576,5,FALSE))","v":325},1427625,1549125,1455907.894736842,601353.26086956519,1.1111111111111112,30,12.570053699169309,0.35866478943038027,0.44280983864878554,167726.66530041868,1165445.9811622379,29250,2.2945444941910886,0.18254054828283856,"-","-","-","-","-"]
[null,{"$f":"'ورودی نیروها'!C1281","v":"BASE"},{"$f":"'ورودی نیروها'!D1281","v":14},{"$f":"'ورودی نیروها'!E1281","v":"ACIS71"},"14 - ACIS71",{"$f":"ABS('ورودی نیروها'!H1281)","v":11661.62},{"$f":"ABS('ورودی نیروها'!I1281)","v":267834.12099999998},{"$f":"ABS('ورودی نیروها'!J1281)","v":2676098.2259999998},{"$f":"VLOOKUP(C1288,'ورودی نیروها'!M$4:P$1000000,2,FALSE)","v":50},{"$f":"VLOOKUP(C1288,'ورودی نیروها'!M$4:P$1000000,3,FALSE)","v":45},{"$f":"VLOOKUP(C1288,'ورودی نیروها'!M$4:P$1000000,4,FALSE)","v":3},95,135,{"$f":"IF(VLOOKUP(C1288,'ورودی نیروها'!M$4:Q$1048576,5,FALSE)=0,IF(K1288=1,2*L1288+2*M1288,IF(K1288=2,L1288+2*M1288,IF(K1288=3,2*L1288+M1288,L1288+M1288))),VLOOKUP(C1288,'ورودی نیروها'!M$4:Q$1048576,5,FALSE))","v":325},1427625,1549125,1455907.894736842,601353.26086956519,1.1111111111111112,30,12.570053699169309,0.35866478943038027,0.44280983864878554,96062.668610735986,1185002.6236633612,29250,2.4365362132961366,0.19383657950937433,"-","-","-","-","-"]
[null,{"$f":"'ورودی نیروها'!C1282","v":"BASE"},{"$f":"'ورودی نیروها'!D1282","v":14},{"$f":"'ورودی نیروها'!E1282","v":"ACIS72"},"14 - ACIS72",{"$f":"ABS('ورودی نیروها'!H1282)","v":7151.64},{"$f":"ABS('ورودی نیروها'!I1282)","v":264896.28399999999},{"$f":"ABS('ورودی نیروها'!J1282)","v":2671728.5589999999},{"$f":"VLOOKUP(C1289,'ورودی نیروها'!M$4:P$1000000,2,FALSE)","v":50},{"$f":"VLOOKUP(C1289,'ورودی نیروها'!M$4:P$1000000,3,FALSE)","v":45},{"$f":"VLOOKUP(C1289,'ورودی نیروها'!M$4:P$1000000,4,FALSE)","v":3},95,135,{"$f":"IF(VLOOKUP(C1289,'ورودی نیروها'!M$4:Q$1048576,5,FALSE)=0,IF(K1289=1,2*L1289+2*M1289,IF(K1289=2,L1289+2*M1289,IF(K1289=3,2*L1289+M1289,L1289+M1289))),VLOOKUP(C1289,'ورودی نیروها'!M$4:Q$1048576,5,FALSE))","v":325},1427625,1549125,1455907.894736842,601353.26086956519,1.1111111111111112,30,12.570053699169309,0.35866478943038027,0.44280983864878554,95008.969921750206,1183067.6921241423,29250,2.2783931560628772,0.18125564222636889,"-","-","-","-","-"]
[null,{"$f":"'ورودی نیروها'!C1283","v":"BASE"},{"$f":"'ورودی نیروها'!D1283","v":14},{"$f":"'ورودی نیروها'!E1283","v":"ACIS73"},"14 - ACIS73",{"$f":"ABS('ورودی نیروها'!H1283)","v":11751.68},{"$f":"ABS('ورودی نیروها'!I1283)","v":1202307.378},{"$f":"ABS('ورودی نیروها'!J1283)","v":812126.29299999995},{"$f":"VLOOKUP(C1290,'ورودی نیروها'!M$4:P$1000000,2,FALSE)","v":50},{"$f":"VLOOKUP(C1290,'ورودی نیروها'!M$4:P$1000000,3,FALSE)","v":45},{"$f":"VLOOKUP(C1290,'ورودی نیروها'!M$4:P$1000000,4,FALSE)","v":3},95,135,{"$f":"IF(VLOOKUP(C1290,'ورودی نیروها'!M$4:Q$1048576,5,FALSE)=0,IF(K1290=1,2*L1290+2*M1290,IF(K1290=2,L1290+2*M1290,IF(K1290=3,2*L1290+M1290,L1290+M1290))),VLOOKUP(C1290,'ورودی نیروها'!M$4:Q$1048576,5,FALSE))","v":325},1427625,1549125,1455907.894736842,601353.26086956519,1.1111111111111112,30,12.570053699169309,0.35866478943038027,0.44280983864878554,431225.32256096264,359617.5127657663,29250,1.3018384170038808,0.10356665517585759,"-","-","-","-","-"]
[null,{"$f":"'ورودی نیروها'!C1284","v":"BASE"},{"$f":"'ورودی نیروها'!D1284","v":14},{"$f":"'ورودی نیروها'!E1284","v":"ACIS74"},"14 - ACIS74",{"$f":"ABS('ورودی نیروها'!H1284)","v":7241.7},{"$f":"ABS('ورودی نیروها'!I1284)","v":1205245.2150000001},{"$f":"ABS('ورودی نیروها'!J1284)","v":816495.96},{"$f":"VLOOKUP(C1291,'ورودی نیروها'!M$4:P$1000000,2,FALSE)","v":50},{"$f":"VLOOKUP(C1291,'ورودی نیروها'!M$4:P$1000000,3,FALSE)","v":45},{"$f":"VLOOKUP(C1291,'ورودی نیروها'!M$4:P$1000000,4,FALSE)","v":3},95,135,{"$f":"IF(VLOOKUP(C1291,'ورودی نیروها'!M$4:Q$1048576,5,FALSE)=0,IF(K1291=1,2*L1291+2*M1291,IF(K1291=2,L1291+2*M1291,IF(K1291=3,2*L1291+M1291,L1291+M1291))),VLOOKUP(C1291,'ورودی نیروها'!M$4:Q$1048576,5,FALSE))","v":325},1427625,1549125,1455907.894736842,601353.26086956519,1.1111111111111112,30,12.570053699169309,0.35866478943038027,0.44280983864878554,432279.02124994842,361552.44430498523,29250,1.1516067733824396,9.1615103717380575E-2,"-","-","-","-","-"]
[null,{"$f":"'ورودی نیروها'!C1285","v":"BASE"},{"$f":"'ورودی نیروها'!D1285","v":14},{"$f":"'ورودی نیروها'!E1285","v":"ACIS75"},{"$f":"CONCATENATE(C1292,\" - \",D1292)","v":"14 - ACIS75"},{"$f":"ABS('ورودی نیروها'!H1285)","v":11562.75},{"$f":"ABS('ورودی نیروها'!I1285)","v":1223582.4720000001},{"$f":"ABS('ورودی نیروها'!J1285)","v":702198.29099999997},{"$f":"VLOOKUP(C1292,'ورودی نیروها'!M$4:P$1000000,2,FALSE)","v":50},{"$f":"VLOOKUP(C1292,'ورودی نیروها'!M$4:P$1000000,3,FALSE)","v":45},{"$f":"VLOOKUP(C1292,'ورودی نیروها'!M$4:P$1000000,4,FALSE)","v":3},{"$f":"IF(OR(K1292=1,K1292=2),I1292+$C$6,I1292+($C$6/2))","v":95},{"$f":"IF(OR(K1292=1,K1292=3),J1292+$C$6,J1292+($C$6/2))","v":135},{"$f":"IF(VLOOKUP(C1292,'ورودی نیروها'!M$4:Q$1048576,5,FALSE)=0,IF(K1292=1,2*L1292+2*M1292,IF(K1292=2,L1292+2*M1292,IF(K1292=3,2*L1292+M1292,L1292+M1292))),VLOOKUP(C1292,'ورودی نیروها'!M$4:Q$1048576,5,FALSE))","v":325},{"$f":"IF(K1292=1,(L1292*$C$6*(L1292+3*M1292)+$C$6^3)/3,IF(K1292=2,(2*M1292^2*$C$6*(M1292+2*L1292)+$C$6^3*(2*M1292+L1292))/(6*M1292),IF(K1292=3,M1292*$C$6*(M1292+6*L1292)/6,($C$6*(L1292+4*M1292)+$C$6^3*(L1292+M1292))/(6*L1292))))","v":1427625},{"$f":"IF(K1292=1,(L1292*$C$6*(L1292+3*M1292)+$C$6^3)/3,IF(K1292=2,(2*M1292^2*$C$6*(M1292+2*L1292)+$C$6^3*(2*M1292+L1292))/(6*(L1292+M1292)),IF(K1292=3,(M1292*$C$6*(M1292+6*L1292)+$C$6^3)/6,(L1292^2*$C$6*(L1292+4*M1292)+$C$6^3*(L1292+M1292))/(6*(L1292+2*M1292)))))","v":1549125},{"$f":"IF(K1292=1,(M1292*$C$6*(M1292+3*L1292)+$C$6^3)/3,IF(K1292=2,L1292*$C$6*(L1292+6*M1292)/6,IF(K1292=3,(2*L1292^2*$C$6*(L1292+2*M1292)+$C$6^3*(2*L1292+M1292))/(6*L1292),($C$6*(M1292+4*L1292)+$C$6^3*(M1292+L1292))/(6*M1292))))","v":1455907.894736842},{"$f":"IF(K1292=1,(M1292*$C$6*(M1292+3*L1292)+$C$6^3)/3,IF(K1292=2,(L1292*$C$6*(L1292+6*M1292)+$C$6^3)/6,IF(K1292=3,(2*L1292^2*$C$6*(L1292+2*M1292)+$C$6^3*(2*L1292+M1292))/(6*(M1292+L1292)),(M1292^2*$C$6*(M1292+4*L1292)+$C$6^3*(M1292+L1292))/(6*(M1292+2*L1292)))))","v":601353.26086956519},{"$f":"MAX(I1292:J1292)/MIN(I1292:J1292)","v":1.1111111111111112},{"$f":"IF(K1292=1,40,IF(K1292=4,20,30))","v":30},{"$f":"MIN(0.53*$C$5*(1+(2/S1292))*SQRT($C$4),0.53*$C$5*(1+((T1292*$C$6)/(2*N1292)))*SQRT($C$4),1.06*$C$5*SQRT($C$4))","v":12.570053699169309},{"$f":"1-(1/((1+(2/3)*SQRT(L1292/M1292))))","v":0.35866478943038027},{"$f":"1-(1/((1+(2/3)*SQRT(M1292/L1292))))","v":0.44280983864878554},{"$f":"V1292*G1292","v":438855.94967058417},{"$f":"W1292*H1292","v":310940.31193716294},{"$f":"N1292*$C$6","v":29250},{"$f":"(F1292/Z1292)+(X1292/MIN(O1292:P1292))+(Y1292/MIN(Q1292:R1292))","v":1.2197781523311679},{"$f":"AA1292/U1292","v":9.7038420162976466E-2},{"$f":"IF(AB1292<=1,\"-\",F1292/$C$5)","v":"-"},{"$f":"IF(AB1292<=1,\"-\",3*U1292*N1292*$C$6/$C$5)","v":"-"},{"$f":"IF(AB1292<=1,\"-\",IF(AC1292<=AD1292,\"OK\",\"NOT OK\"))","v":"-"},{"$f":"IF(AB1292<=1,\"-\",IF(OR($C$6>=15,$C$6>=16*($C$8/10)),\"OK\",\"NOT OK\"))","v":"-"},{"$f":"IF(OR(AE1292=\"NOT OK\",AF1292=\"NOT OK\"),\"CANT USE\",IF(AB1292<=1,\"-\",(AA1292-U1292)*N1292/($C$5*$C$7)))","v":"-"}]
[null,{"$f":"'ورودی نیروها'!C1286","v":"BASE"},{"$f":"'ورودی نیروها'!D1286","v":14},{"$f":"'ورودی نیروها'!E1286","v":"ACIS76"},"14 - ACIS76",{"$f":"ABS('ورودی نیروها'!H1286)","v":7052.77},{"$f":"ABS('ورودی نیروها'!I1286)","v":1226520.31},{"$f":"ABS('ورودی نیروها'!J1286)","v":697828.625},{"$f":"VLOOKUP(C1293,'ورودی نیروها'!M$4:P$1000000,2,FALSE)","v":50},{"$f":"VLOOKUP(C1293,'ورودی نیروها'!M$4:P$1000000,3,FALSE)","v":45},{"$f":"VLOOKUP(C1293,'ورودی نیروها'!M$4:P$1000000,4,FALSE)","v":3},95,135,{"$f":"IF(VLOOKUP(C1293,'ورودی نیروها'!M$4:Q$1048576,5,FALSE)=0,IF(K1293=1,2*L1293+2*M1293,IF(K1293=2,L1293+2*M1293,IF(K1293=3,2*L1293+M1293,L1293+M1293))),VLOOKUP(C1293,'ورودی نیروها'!M$4:Q$1048576,5,FALSE))","v":325},1427625,1549125,1455907.894736842,601353.26086956519,1.1111111111111112,30,12.570053699169309,0.35866478943038027,0.44280983864878554,439909.64871823473,309005.38084075385,29250,1.063111252203504,8.4574917311113759E-2,"-","-","-","-","-"]
[null,{"$f":"'ورودی نیروها'!C1287","v":"BASE"},{"$f":"'ورودی نیروها'!D1287","v":14},{"$f":"'ورودی نیروها'!E1287","v":"ACIS78"},"14 - ACIS78",{"$f":"ABS('ورودی نیروها'!H1287)","v":12286.11},{"$f":"ABS('ورودی نیروها'!I1287)","v":1239486.4010000001},{"$f":"ABS('ورودی نیروها'!J1287)","v":679475.58900000004},{"$f":"VLOOKUP(C1294,'ورودی نیروها'!M$4:P$1000000,2,FALSE)","v":50},{"$f":"VLOOKUP(C1294,'ورودی نیروها'!M$4:P$1000000,3,FALSE)","v":45},{"$f":"VLOOKUP(C1294,'ورودی نیروها'!M$4:P$1000000,4,FALSE)","v":3},95,135,{"$f":"IF(VLOOKUP(C1294,'ورودی نیروها'!M$4:Q$1048576,5,FALSE)=0,IF(K1294=1,2*L1294+2*M1294,IF(K1294=2,L1294+2*M1294,IF(K1294=3,2*L1294+M1294,L1294+M1294))),VLOOKUP(C1294,'ورودی نیروها'!M$4:Q$1048576,5,FALSE))","v":325},1427625,1549125,1455907.894736842,601353.26086956519,1.1111111111111112,30,12.570053699169309,0.35866478943038027,0.44280983864878554,444560.12901648489,300878.47593087854,29250,1.2317719925827166,9.7992579989067047E-2,"-","-","-","-","-"]
[null,{"$f":"'ورودی نیروها'!C1288","v":"BASE"},{"$f":"'ورودی نیروها'!D1288","v":14},{"$f":"'ورودی نیروها'!E1288","v":"ACIS79"},"14 - ACIS79",{"$f":"ABS('ورودی نیروها'!H1288)","v":12097.18},{"$f":"ABS('ورودی نیروها'!I1288)","v":1218211.3060000001},{"$f":"ABS('ورودی نیروها'!J1288)","v":834848.995},{"$f":"VLOOKUP(C1295,'ورودی نیروها'!M$4:P$1000000,2,FALSE)","v":50},{"$f":"VLOOKUP(C1295,'ورودی نیروها'!M$4:P$1000000,3,FALSE)","v":45},{"$f":"VLOOKUP(C1295,'ورودی نیروها'!M$4:P$1000000,4,FALSE)","v":3},95,135,{"$f":"IF(VLOOKUP(C1295,'ورودی نیروها'!M$4:Q$1048576,5,FALSE)=0,IF(K1295=1,2*L1295+2*M1295,IF(K1295=2,L1295+2*M1295,IF(K1295=3,2*L1295+M1295,L1295+M1295))),VLOOKUP(C1295,'ورودی نیروها'!M$4:Q$1048576,5,FALSE))","v":325},1427625,1549125,1455907.894736842,601353.26086956519,1.1111111111111112,30,12.570053699169309,0.35866478943038027,0.44280983864878554,436929.50154819858,369679.34877205075,29250,1.3343779439412908,0.10615530974457756,"-","-","-","-","-"]
[null,{"$f":"'ورودی نیروها'!C1289","v":"BASE"},{"$f":"'ورودی نیروها'!D1289","v":14},{"$f":"'ورودی نیروها'!E1289","v":"ACIS80"},"14 - ACIS80",{"$f":"ABS('ورودی نیروها'!H1289)","v":7587.21},{"$f":"ABS('ورودی نیروها'!I1289)","v":1215273.469},{"$f":"ABS('ورودی نیروها'!J1289)","v":830479.32799999998},{"$f":"VLOOKUP(C1296,'ورودی نیروها'!M$4:P$1000000,2,FALSE)","v":50},{"$f":"VLOOKUP(C1296,'ورودی نیروها'!M$4:P$1000000,3,FALSE)","v":45},{"$f":"VLOOKUP(C1296,'ورودی نیروها'!M$4:P$1000000,4,FALSE)","v":3},95,135,{"$f":"IF(VLOOKUP(C1296,'ورودی نیروها'!M$4:Q$1048576,5,FALSE)=0,IF(K1296=1,2*L1296+2*M1296,IF(K1296=2,L1296+2*M1296,IF(K1296=3,2*L1296+M1296,L1296+M1296))),VLOOKUP(C1296,'ورودی نیروها'!M$4:Q$1048576,5,FALSE))","v":325},1427625,1549125,1455907.894736842,601353.26086956519,1.1111111111111112,30,12.570053699169309,0.35866478943038027,0.44280983864878554,435875.8028592128,367744.41723283182,29250,1.1762352285883733,9.3574399659573829E-2,"-","-","-","-","-"]
[null,{"$f":"'ورودی نیروها'!C1290","v":"BASE"},{"$f":"'ورودی نیروها'!D1290","v":14},{"$f":"'ورودی نیروها'!E1290","v":"ACIS81"},"14 - ACIS81",{"$f":"ABS('ورودی نیروها'!H1290)","v":11784.35},{"$f":"ABS('ورودی نیروها'!I1290)","v":1119836.3060000001},{"$f":"ABS('ورودی نیروها'!J1290)","v":952779.978},{"$f":"VLOOKUP(C1297,'ورودی نیروها'!M$4:P$1000000,2,FALSE)","v":50},{"$f":"VLOOKUP(C1297,'ورودی نیروها'!M$4:P$1000000,3,FALSE)","v":45},{"$f":"VLOOKUP(C1297,'ورودی نیروها'!M$4:P$1000000,4,FALSE)","v":3},95,135,{"$f":"IF(VLOOKUP(C1297,'ورودی نیروها'!M$4:Q$1048576,5,FALSE)=0,IF(K1297=1,2*L1297+2*M1297,IF(K1297=2,L1297+2*M1297,IF(K1297=3,2*L1297+M1297,L1297+M1297))),VLOOKUP(C1297,'ورودی نیروها'!M$4:Q$1048576,5,FALSE))","v":325},1427625,1549125,1455907.894736842,601353.26086956519,1.1111111111111112,30,12.570053699169309,0.35866478943038027,0.44280983864878554,401645.85288798495,421900.34832597343,29250,1.3858071127458971,0.11024671380978095,"-","-","-","-","-"]
[null,{"$f":"'ورودی نیروها'!C1291","v":"BASE"},{"$f":"'ورودی نیروها'!D1291","v":14},{"$f":"'ورودی نیروها'!E1291","v":"ACIS82"},"14 - ACIS82",{"$f":"ABS('ورودی نیروها'!H1291)","v":7274.37},{"$f":"ABS('ورودی نیروها'!I1291)","v":1122774.1429999999},{"$f":"ABS('ورودی نیروها'!J1291)","v":957149.64500000002},{"$f":"VLOOKUP(C1298,'ورودی نیروها'!M$4:P$1000000,2,FALSE)","v":50},{"$f":"VLOOKUP(C1298,'ورودی نیروها'!M$4:P$1000000,3,FALSE)","v":45},{"$f":"VLOOKUP(C1298,'ورودی نیروها'!M$4:P$1000000,4,FALSE)","v":3},95,135,{"$f":"IF(VLOOKUP(C1298,'ورودی نیروها'!M$4:Q$1048576,5,FALSE)=0,IF(K1298=1,2*L1298+2*M1298,IF(K1298=2,L1298+2*M1298,IF(K1298=3,2*L1298+M1298,L1298+M1298))),VLOOKUP(C1298,'ورودی نیروها'!M$4:Q$1048576,5,FALSE))","v":325},1427625,1549125,1455907.894736842,601353.26086956519,1.1111111111111112,30,12.570053699169309,0.35866478943038027,0.44280983864878554,402699.55157697061,423835.27986519237,29250,1.2355754691244556,9.8295162351303922E-2,"-","-","-","-","-"]
[null,{"$f":"'ورودی نیروها'!C1292","v":"BASE"},{"$f":"'ورودی نیروها'!D1292","v":14},{"$f":"'ورودی نیروها'!E1292","v":"ACIS83"},"14 - ACIS83",{"$f":"ABS('ورودی نیروها'!H1292)","v":11595.42},{"$f":"ABS('ورودی نیروها'!I1292)","v":1141111.3999999999},{"$f":"ABS('ورودی نیروها'!J1292)","v":561544.60600000003},{"$f":"VLOOKUP(C1299,'ورودی نیروها'!M$4:P$1000000,2,FALSE)","v":50},{"$f":"VLOOKUP(C1299,'ورودی نیروها'!M$4:P$1000000,3,FALSE)","v":45},{"$f":"VLOOKUP(C1299,'ورودی نیروها'!M$4:P$1000000,4,FALSE)","v":3},95,135,{"$f":"IF(VLOOKUP(C1299,'ورودی نیروها'!M$4:Q$1048576,5,FALSE)=0,IF(K1299=1,2*L1299+2*M1299,IF(K1299=2,L1299+2*M1299,IF(K1299=3,2*L1299+M1299,L1299+M1299))),VLOOKUP(C1299,'ورودی نیروها'!M$4:Q$1048576,5,FALSE))","v":325},1427625,1549125,1455907.894736842,601353.26086956519,1.1111111111111112,30,12.570053699169309,0.35866478943038027,0.44280983864878554,409276.47999760642,248657.47637695586,29250,1.0966045920549985,8.7239451660215864E-2,"-","-","-","-","-"]
[null,{"$f":"'ورودی نیروها'!C1293","v":"BASE"},{"$f":"'ورودی نیروها'!D1293","v":14},{"$f":"'ورودی نیروها'!E1293","v":"ACIS84"},"14 - ACIS84",{"$f":"ABS('ورودی نیروها'!H1293)","v":7085.44},{"$f":"ABS('ورودی نیروها'!I1293)","v":1144049.2379999999},{"$f":"ABS('ورودی نیروها'!J1293)","v":557174.93999999994},{"$f":"VLOOKUP(C1300,'ورودی نیروها'!M$4:P$1000000,2,FALSE)","v":50},{"$f":"VLOOKUP(C1300,'ورودی نیروها'!M$4:P$1000000,3,FALSE)","v":45},{"$f":"VLOOKUP(C1300,'ورودی نیروها'!M$4:P$1000000,4,FALSE)","v":3},95,135,{"$f":"IF(VLOOKUP(C1300,'ورودی نیروها'!M$4:Q$1048576,5,FALSE)=0,IF(K1300=1,2*L1300+2*M1300,IF(K1300=2,L1300+2*M1300,IF(K1300=3,2*L1300+M1300,L1300+M1300))),VLOOKUP(C1300,'ورودی نیروها'!M$4:Q$1048576,5,FALSE))","v":325},1427625,1549125,1455907.894736842,601353.26086956519,1.1111111111111112,30,12.570053699169309,0.35866478943038027,0.44280983864878554,410330.17904525698,246722.54528054674,29250,0.93993769192733456,7.4775948808353171E-2,"-","-","-","-","-"]
[null,{"$f":"'ورودی نیروها'!C1294","v":"BASE"},{"$f":"'ورودی نیروها'!D1294","v":14},{"$f":"'ورودی نیروها'!E1294","v":"ACIS85"},"14 - ACIS85",{"$f":"ABS('ورودی نیروها'!H1294)","v":12253.45},{"$f":"ABS('ورودی نیروها'!I1294)","v":1157015.3289999999},{"$f":"ABS('ورودی نیروها'!J1294)","v":538821.90399999998},{"$f":"VLOOKUP(C1301,'ورودی نیروها'!M$4:P$1000000,2,FALSE)","v":50},{"$f":"VLOOKUP(C1301,'ورودی نیروها'!M$4:P$1000000,3,FALSE)","v":45},{"$f":"VLOOKUP(C1301,'ورودی نیروها'!M$4:P$1000000,4,FALSE)","v":3},95,135,{"$f":"IF(VLOOKUP(C1301,'ورودی نیروها'!M$4:Q$1048576,5,FALSE)=0,IF(K1301=1,2*L1301+2*M1301,IF(K1301=2,L1301+2*M1301,IF(K1301=3,2*L1301+M1301,L1301+M1301))),VLOOKUP(C1301,'ورودی نیروها'!M$4:Q$1048576,5,FALSE))","v":325},1427625,1549125,1455907.894736842,601353.26086956519,1.1111111111111112,30,12.570053699169309,0.35866478943038027,0.44280983864878554,414980.65934350714,238595.6403706714,29250,1.1063649280330425,8.8015926941199668E-2,"-","-","-","-","-"]
[null,{"$f":"'ورودی نیروها'!C1295","v":"BASE"},{"$f":"'ورودی نیروها'!D1295","v":14},{"$f":"'ورودی نیروها'!E1295","v":"ACIS86"},"14 - ACIS86",{"$f":"ABS('ورودی نیروها'!H1295)","v":7743.47},{"$f":"ABS('ورودی نیروها'!I1295)","v":1154077.4909999999},{"$f":"ABS('ورودی نیروها'!J1295)","v":543191.571},{"$f":"VLOOKUP(C1302,'ورودی نیروها'!M$4:P$1000000,2,FALSE)","v":50},{"$f":"VLOOKUP(C1302,'ورودی نیروها'!M$4:P$1000000,3,FALSE)","v":45},{"$f":"VLOOKUP(C1302,'ورودی نیروها'!M$4:P$1000000,4,FALSE)","v":3},95,135,{"$f":"IF(VLOOKUP(C1302,'ورودی نیروها'!M$4:Q$1048576,5,FALSE)=0,IF(K1302=1,2*L1302+2*M1302,IF(K1302=2,L1302+2*M1302,IF(K1302=3,2*L1302+M1302,L1302+M1302))),VLOOKUP(C1302,'ورودی نیروها'!M$4:Q$1048576,5,FALSE))","v":325},1427625,1549125,1455907.894736842,601353.26086956519,1.1111111111111112,30,12.570053699169309,0.35866478943038027,0.44280983864878554,413926.96029585658,240530.57190989034,29250,0.95465712804236125,7.5946941110160066E-2,"-","-","-","-","-"]
[null,{"$f":"'ورودی نیروها'!C1296","v":"BASE"},{"$f":"'ورودی نیروها'!D1296","v":14},{"$f":"'ورودی نیروها'!E1296","v":"ACIS87"},"14 - ACIS87",{"$f":"ABS('ورودی نیروها'!H1296)","v":12064.52},{"$f":"ABS('ورودی نیروها'!I1296)","v":1135740.2339999999},{"$f":"ABS('ورودی نیروها'!J1296)","v":975502.68},{"$f":"VLOOKUP(C1303,'ورودی نیروها'!M$4:P$1000000,2,FALSE)","v":50},{"$f":"VLOOKUP(C1303,'ورودی نیروها'!M$4:P$1000000,3,FALSE)","v":45},{"$f":"VLOOKUP(C1303,'ورودی نیروها'!M$4:P$1000000,4,FALSE)","v":3},95,135,{"$f":"IF(VLOOKUP(C1303,'ورودی نیروها'!M$4:Q$1048576,5,FALSE)=0,IF(K1303=1,2*L1303+2*M1303,IF(K1303=2,L1303+2*M1303,IF(K1303=3,2*L1303+M1303,L1303+M1303))),VLOOKUP(C1303,'ورودی نیروها'!M$4:Q$1048576,5,FALSE))","v":325},1427625,1549125,1455907.894736842,601353.26086956519,1.1111111111111112,30,12.570053699169309,0.35866478943038027,0.44280983864878554,407350.03187522077,431962.18433225789,29250,1.4161131354098027,0.11265768383339415,"-","-","-","-","-"]
[null,{"$f":"'ورودی نیروها'!C1297","v":"BASE"},{"$f":"'ورودی نیروها'!D1297","v":14},{"$f":"'ورودی نیروها'!E1297","v":"ACIS88"},"14 - ACIS88",{"$f":"ABS('ورودی نیروها'!H1297)","v":7554.54},{"$f":"ABS('ورودی نیروها'!I1297)","v":1132802.3970000001},{"$f":"ABS('ورودی نیروها'!J1297)","v":971133.01300000004},{"$f":"VLOOKUP(C1304,'ورودی نیروها'!M$4:P$1000000,2,FALSE)","v":50},{"$f":"VLOOKUP(C1304,'ورودی نیروها'!M$4:P$1000000,3,FALSE)","v":45},{"$f":"VLOOKUP(C1304,'ورودی نیروها'!M$4:P$1000000,4,FALSE)","v":3},95,135,{"$f":"IF(VLOOKUP(C1304,'ورودی نیروها'!M$4:Q$1048576,5,FALSE)=0,IF(K1304=1,2*L1304+2*M1304,IF(K1304=2,L1304+2*M1304,IF(K1304=3,2*L1304+M1304,L1304+M1304))),VLOOKUP(C1304,'ورودی نیروها'!M$4:Q$1048576,5,FALSE))","v":325},1427625,1549125,1455907.894736842,601353.26086956519,1.1111111111111112,30,12.570053699169309,0.35866478943038027,0.44280983864878554,406296.3331862351,430027.25279303896,29250,1.2579700781765433,0.10007674655038873,"-","-","-","-","-"]
[null,{"$f":"'ورودی نیروها'!C1298","v":"BASE"},{"$f":"'ورودی نیروها'!D1298","v":14},{"$f":"'ورودی نیروها'!E1298","v":"ACIS89"},"14 - ACIS89",{"$f":"ABS('ورودی نیروها'!H1298)","v":11719.01},{"$f":"ABS('ورودی نیروها'!I1298)","v":1284778.449},{"$f":"ABS('ورودی نیروها'!J1298)","v":671472.60800000001},{"$f":"VLOOKUP(C1305,'ورودی نیروها'!M$4:P$1000000,2,FALSE)","v":50},{"$f":"VLOOKUP(C1305,'ورودی نیروها'!M$4:P$1000000,3,FALSE)","v":45},{"$f":"VLOOKUP(C1305,'ورودی نیروها'!M$4:P$1000000,4,FALSE)","v":3},95,135,{"$f":"IF(VLOOKUP(C1305,'ورودی نیروها'!M$4:Q$1048576,5,FALSE)=0,IF(K1305=1,2*L1305+2*M1305,IF(K1305=2,L1305+2*M1305,IF(K1305=3,2*L1305+M1305,L1305+M1305))),VLOOKUP(C1305,'ورودی نیروها'!M$4:Q$1048576,5,FALSE))","v":325},1427625,1549125,1455907.894736842,601353.26086956519,1.1111111111111112,30,12.570053699169309,0.35866478943038027,0.44280983864878554,460804.79187527555,297334.67720555922,29250,1.2178697210106331,9.6886596521947713E-2,"-","-","-","-","-"]
[null,{"$f":"'ورودی نیروها'!C1299","v":"BASE"},{"$f":"'ورودی نیروها'!D1299","v":14},{"$f":"'ورودی نیروها'!E1299","v":"ACIS90"},"14 - ACIS90",{"$f":"ABS('ورودی نیروها'!H1299)","v":7209.04},{"$f":"ABS('ورودی نیروها'!I1299)","v":1287716.287},{"$f":"ABS('ورودی نیروها'!J1299)","v":675842.27500000002},{"$f":"VLOOKUP(C1306,'ورودی نیروها'!M$4:P$1000000,2,FALSE)","v":50},{"$f":"VLOOKUP(C1306,'ورودی نیروها'!M$4:P$1000000,3,FALSE)","v":45},{"$f":"VLOOKUP(C1306,'ورودی نیروها'!M$4:P$1000000,4,FALSE)","v":3},95,135,{"$f":"IF(VLOOKUP(C1306,'ورودی نیروها'!M$4:Q$1048576,5,FALSE)=0,IF(K1306=1,2*L1306+2*M1306,IF(K1306=2,L1306+2*M1306,IF(K1306=3,2*L1306+M1306,L1306+M1306))),VLOOKUP(C1306,'ورودی نیروها'!M$4:Q$1048576,5,FALSE))","v":325},1427625,1549125,1455907.894736842,601353.26086956519,1.1111111111111112,30,12.570053699169309,0.35866478943038027,0.44280983864878554,461858.49092292611,299269.60874477815,29250,1.0676384195207653,8.4935072281458926E-2,"-","-","-","-","-"]
[null,{"$f":"'ورودی نیروها'!C1300","v":"BASE"},{"$f":"'ورودی نیروها'!D1300","v":14},{"$f":"'ورودی نیروها'!E1300","v":"ACIS91"},"14 - ACIS91",{"$f":"ABS('ورودی نیروها'!H1300)","v":11530.08},{"$f":"ABS('ورودی نیروها'!I1300)","v":1306053.544},{"$f":"ABS('ورودی نیروها'!J1300)","v":842851.97600000002},{"$f":"VLOOKUP(C1307,'ورودی نیروها'!M$4:P$1000000,2,FALSE)","v":50},{"$f":"VLOOKUP(C1307,'ورودی نیروها'!M$4:P$1000000,3,FALSE)","v":45},{"$f":"VLOOKUP(C1307,'ورودی نیروها'!M$4:P$1000000,4,FALSE)","v":3},95,135,{"$f":"IF(VLOOKUP(C1307,'ورودی نیروها'!M$4:Q$1048576,5,FALSE)=0,IF(K1307=1,2*L1307+2*M1307,IF(K1307=2,L1307+2*M1307,IF(K1307=3,2*L1307+M1307,L1307+M1307))),VLOOKUP(C1307,'ورودی نیروها'!M$4:Q$1048576,5,FALSE))","v":325},1427625,1549125,1455907.894736842,601353.26086956519,1.1111111111111112,30,12.570053699169309,0.35866478943038027,0.44280983864878554,468435.41934356187,373223.14749737008,29250,1.3429517126073374,0.10683738866573707,"-","-","-","-","-"]
[null,{"$f":"'ورودی نیروها'!C1301","v":"BASE"},{"$f":"'ورودی نیروها'!D1301","v":14},{"$f":"'ورودی نیروها'!E1301","v":"ACIS92"},"14 - ACIS92",{"$f":"ABS('ورودی نیروها'!H1301)","v":7020.11},{"$f":"ABS('ورودی نیروها'!I1301)","v":1308991.382},{"$f":"ABS('ورودی نیروها'!J1301)","v":838482.31},{"$f":"VLOOKUP(C1308,'ورودی نیروها'!M$4:P$1000000,2,FALSE)","v":50},{"$f":"VLOOKUP(C1308,'ورودی نیروها'!M$4:P$1000000,3,FALSE)","v":45},{"$f":"VLOOKUP(C1308,'ورودی نیروها'!M$4:P$1000000,4,FALSE)","v":3},95,135,{"$f":"IF(VLOOKUP(C1308,'ورودی نیروها'!M$4:Q$1048576,5,FALSE)=0,IF(K1308=1,2*L1308+2*M1308,IF(K1308=2,L1308+2*M1308,IF(K1308=3,2*L1308+M1308,L1308+M1308))),VLOOKUP(C1308,'ورودی نیروها'!M$4:Q$1048576,5,FALSE))","v":325},1427625,1549125,1455907.894736842,601353.26086956519,1.1111111111111112,30,12.570053699169309,0.35866478943038027,0.44280983864878554,469489.11839121248,371288.21640096098,29250,1.1862851543600155,9.4373913011876073E-2,"-","-","-","-","-"]
[null,{"$f":"'ورودی نیروها'!C1302","v":"BASE"},{"$f":"'ورودی نیروها'!D1302","v":14},{"$f":"'ورودی نیروها'!E1302","v":"ACIS93"},"14 - ACIS93",{"$f":"ABS('ورودی نیروها'!H1302)","v":12318.78},{"$f":"ABS('ورودی نیروها'!I1302)","v":1321957.473},{"$f":"ABS('ورودی نیروها'!J1302)","v":820129.27399999998},{"$f":"VLOOKUP(C1309,'ورودی نیروها'!M$4:P$1000000,2,FALSE)","v":50},{"$f":"VLOOKUP(C1309,'ورودی نیروها'!M$4:P$1000000,3,FALSE)","v":45},{"$f":"VLOOKUP(C1309,'ورودی نیروها'!M$4:P$1000000,4,FALSE)","v":3},95,135,{"$f":"IF(VLOOKUP(C1309,'ورودی نیروها'!M$4:Q$1048576,5,FALSE)=0,IF(K1309=1,2*L1309+2*M1309,IF(K1309=2,L1309+2*M1309,IF(K1309=3,2*L1309+M1309,L1309+M1309))),VLOOKUP(C1309,'ورودی نیروها'!M$4:Q$1048576,5,FALSE))","v":325},1427625,1549125,1455907.894736842,601353.26086956519,1.1111111111111112,30,12.570053699169309,0.35866478943038027,0.44280983864878554,474139.59868946264,363161.31149108562,29250,1.3571793990127321,0.10796926023493608,"-","-","-","-","-"]
[null,{"$f":"'ورودی نیروها'!C1303","v":"BASE"},{"$f":"'ورودی نیروها'!D1303","v":14},{"$f":"'ورودی نیروها'!E1303","v":"ACIS94"},"14 - ACIS94",{"$f":"ABS('ورودی نیروها'!H1303)","v":7808.8},{"$f":"ABS('ورودی نیروها'!I1303)","v":1319019.635},{"$f":"ABS('ورودی نیروها'!J1303)","v":824498.94099999999},{"$f":"VLOOKUP(C1310,'ورودی نیروها'!M$4:P$1000000,2,FALSE)","v":50},{"$f":"VLOOKUP(C1310,'ورودی نیروها'!M$4:P$1000000,3,FALSE)","v":45},{"$f":"VLOOKUP(C1310,'ورودی نیروها'!M$4:P$1000000,4,FALSE)","v":3},95,135,{"$f":"IF(VLOOKUP(C1310,'ورودی نیروها'!M$4:Q$1048576,5,FALSE)=0,IF(K1310=1,2*L1310+2*M1310,IF(K1310=2,L1310+2*M1310,IF(K1310=3,2*L1310+M1310,L1310+M1310))),VLOOKUP(C1310,'ورودی نیروها'!M$4:Q$1048576,5,FALSE))","v":325},1427625,1549125,1455907.894736842,601353.26086956519,1.1111111111111112,30,12.570053699169309,0.35866478943038027,0.44280983864878554,473085.89964181202,365096.24303030455,29250,1.2054715990220508,9.5900274403896493E-2,"-","-","-","-","-"]
[null,{"$f":"'ورودی نیروها'!C1304","v":"BASE"},{"$f":"'ورودی نیروها'!D1304","v":14},{"$f":"'ورودی نیروها'!E1304","v":"ACIS95"},"14 - ACIS95",{"$f":"ABS('ورودی نیروها'!H1304)","v":12129.85},{"$f":"ABS('ورودی نیروها'!I1304)","v":1300682.378},{"$f":"ABS('ورودی نیروها'!J1304)","v":694195.31},{"$f":"VLOOKUP(C1311,'ورودی نیروها'!M$4:P$1000000,2,FALSE)","v":50},{"$f":"VLOOKUP(C1311,'ورودی نیروها'!M$4:P$1000000,3,FALSE)","v":45},{"$f":"VLOOKUP(C1311,'ورودی نیروها'!M$4:P$1000000,4,FALSE)","v":3},95,135,{"$f":"IF(VLOOKUP(C1311,'ورودی نیروها'!M$4:Q$1048576,5,FALSE)=0,IF(K1311=1,2*L1311+2*M1311,IF(K1311=2,L1311+2*M1311,IF(K1311=3,2*L1311+M1311,L1311+M1311))),VLOOKUP(C1311,'ورودی نیروها'!M$4:Q$1048576,5,FALSE))","v":325},1427625,1549125,1455907.894736842,601353.26086956519,1.1111111111111112,30,12.570053699169309,0.35866478943038027,0.44280983864878554,466508.97122117627,307396.51321184367,29250,1.2526430943531208,9.9652962853762642E-2,"-","-","-","-","-"]
[null,{"$f":"'ورودی نیروها'!C1305","v":"BASE"},{"$f":"'ورودی نیروها'!D1305","v":14},{"$f":"'ورودی نیروها'!E1305","v":"ACIS96"},"14 - ACIS96",{"$f":"ABS('ورودی نیروها'!H1305)","v":7619.87},{"$f":"ABS('ورودی نیروها'!I1305)","v":1297744.54},{"$f":"ABS('ورودی نیروها'!J1305)","v":689825.64300000004},{"$f":"VLOOKUP(C1312,'ورودی نیروها'!M$4:P$1000000,2,FALSE)","v":50},{"$f":"VLOOKUP(C1312,'ورودی نیروها'!M$4:P$1000000,3,FALSE)","v":45},{"$f":"VLOOKUP(C1312,'ورودی نیروها'!M$4:P$1000000,4,FALSE)","v":3},95,135,{"$f":"IF(VLOOKUP(C1312,'ورودی نیروها'!M$4:Q$1048576,5,FALSE)=0,IF(K1312=1,2*L1312+2*M1312,IF(K1312=2,L1312+2*M1312,IF(K1312=3,2*L1312+M1312,L1312+M1312))),VLOOKUP(C1312,'ورودی نیروها'!M$4:Q$1048576,5,FALSE))","v":325},1427625,1549125,1455907.894736842,601353.26086956519,1.1111111111111112,30,12.570053699169309,0.35866478943038027,0.44280983864878554,465455.27217352571,305461.58167262474,29250,1.0945000368686295,8.7072025550770676E-2,"-","-","-","-","-"]
[null,{"$f":"'ورودی نیروها'!C1306","v":"BASE"},{"$f":"'ورودی نیروها'!D1306","v":15},{"$f":"'ورودی نیروها'!E1306","v":"ACIB01"},"15 - ACIB01",{"$f":"ABS('ورودی نیروها'!H1306)","v":189012.11},{"$f":"ABS('ورودی نیروها'!I1306)","v":66019.217999999993},{"$f":"ABS('ورودی نیروها'!J1306)","v":58716.658000000003},{"$f":"VLOOKUP(C1313,'ورودی نیروها'!M$4:P$1000000,2,FALSE)","v":60},{"$f":"VLOOKUP(C1313,'ورودی نیروها'!M$4:P$1000000,3,FALSE)","v":45},{"$f":"VLOOKUP(C1313,'ورودی نیروها'!M$4:P$1000000,4,FALSE)","v":3},105,135,{"$f":"IF(VLOOKUP(C1313,'ورودی نیروها'!M$4:Q$1048576,5,FALSE)=0,IF(K1313=1,2*L1313+2*M1313,IF(K1313=2,L1313+2*M1313,IF(K1313=3,2*L1313+M1313,L1313+M1313))),VLOOKUP(C1313,'ورودی نیروها'!M$4:Q$1048576,5,FALSE))","v":345},1549125,1670625,1580464.2857142857,691453.125,1.3333333333333333,30,12.570053699169309,0.37025516224835153,0.43050087404306037,24443.956272099287,25277.572589887455,31050,6.1396829143841591,0.48843728605470471,"-","-","-","-","-"]
[null,{"$f":"'ورودی نیروها'!C1307","v":"BASE"},{"$f":"'ورودی نیروها'!D1307","v":15},{"$f":"'ورودی نیروها'!E1307","v":"ACIB02"},"15 - ACIB02",{"$f":"ABS('ورودی نیروها'!H1307)","v":213658.88},{"$f":"ABS('ورودی نیروها'!I1307)","v":57541.269},{"$f":"ABS('ورودی نیروها'!J1307)","v":72611.611999999994},{"$f":"VLOOKUP(C1314,'ورودی نیروها'!M$4:P$1000000,2,FALSE)","v":60},{"$f":"VLOOKUP(C1314,'ورودی نیروها'!M$4:P$1000000,3,FALSE)","v":45},{"$f":"VLOOKUP(C1314,'ورودی نیروها'!M$4:P$1000000,4,FALSE)","v":3},105,135,{"$f":"IF(VLOOKUP(C1314,'ورودی نیروها'!M$4:Q$1048576,5,FALSE)=0,IF(K1314=1,2*L1314+2*M1314,IF(K1314=2,L1314+2*M1314,IF(K1314=3,2*L1314+M1314,L1314+M1314))),VLOOKUP(C1314,'ورودی نیروها'!M$4:Q$1048576,5,FALSE))","v":345},1549125,1670625,1580464.2857142857,691453.125,1.3333333333333333,30,12.570053699169309,0.37025516224835153,0.43050087404306037,21304.951889571039,31259.362431675567,31050,6.9400844597114988,0.55211255463213604,"-","-","-","-","-"]
[null,{"$f":"'ورودی نیروها'!C1308","v":"BASE"},{"$f":"'ورودی نیروها'!D1308","v":15},{"$f":"'ورودی نیروها'!E1308","v":"ACIS01"},"15 - ACIS01",{"$f":"ABS('ورودی نیروها'!H1308)","v":104260.21},{"$f":"ABS('ورودی نیروها'!I1308)","v":649282.48600000003},{"$f":"ABS('ورودی نیروها'!J1308)","v":2117745.2200000002},{"$f":"VLOOKUP(C1315,'ورودی نیروها'!M$4:P$1000000,2,FALSE)","v":60},{"$f":"VLOOKUP(C1315,'ورودی نیروها'!M$4:P$1000000,3,FALSE)","v":45},{"$f":"VLOOKUP(C1315,'ورودی نیروها'!M$4:P$1000000,4,FALSE)","v":3},105,135,{"$f":"IF(VLOOKUP(C1315,'ورودی نیروها'!M$4:Q$1048576,5,FALSE)=0,IF(K1315=1,2*L1315+2*M1315,IF(K1315=2,L1315+2*M1315,IF(K1315=3,2*L1315+M1315,L1315+M1315))),VLOOKUP(C1315,'ورودی نیروها'!M$4:Q$1048576,5,FALSE))","v":345},1549125,1670625,1580464.2857142857,691453.125,1.3333333333333333,30,12.570053699169309,0.37025516224835153,0.43050087404306037,240400.19219894306,911691.16821051331,31050,4.8315160341874366,0.38436717533726422,"-","-","-","-","-"]
[null,{"$f":"'ورودی نیروها'!C1309","v":"BASE"},{"$f":"'ورودی نیروها'!D1309","v":15},{"$f":"'ورودی نیروها'!E1309","v":"ACIS02"},"15 - ACIS02",{"$f":"ABS('ورودی نیروها'!H1309)","v":48742.28},{"$f":"ABS('ورودی نیروها'!I1309)","v":668918.43000000005},{"$f":"ABS('ورودی نیروها'!J1309)","v":2135508.0839999998},{"$f":"VLOOKUP(C1316,'ورودی نیروها'!M$4:P$1000000,2,FALSE)","v":60},{"$f":"VLOOKUP(C1316,'ورودی نیروها'!M$4:P$1000000,3,FALSE)","v":45},{"$f":"VLOOKUP(C1316,'ورودی نیروها'!M$4:P$1000000,4,FALSE)","v":3},105,135,{"$f":"IF(VLOOKUP(C1316,'ورودی نیروها'!M$4:Q$1048576,5,FALSE)=0,IF(K1316=1,2*L1316+2*M1316,IF(K1316=2,L1316+2*M1316,IF(K1316=3,2*L1316+M1316,L1316+M1316))),VLOOKUP(C1316,'ورودی نیروها'!M$4:Q$1048576,5,FALSE))","v":345},1549125,1670625,1580464.2857142857,691453.125,1.3333333333333333,30,12.570053699169309,0.37025516224835153,0.43050087404306037,247670.5018305626,919338.09668802109,31050,3.059251351232779,0.24337615609668792,"-","-","-","-","-"]
[null,{"$f":"'ورودی نیروها'!C1310","v":"BASE"},{"$f":"'ورودی نیروها'!D1310","v":15},{"$f":"'ورودی نیروها'!E1310","v":"ACIS03"},"15 - ACIS03",{"$f":"ABS('ورودی نیروها'!H1310)","v":145715.1},{"$f":"ABS('ورودی نیروها'!I1310)","v":812747.071},{"$f":"ABS('ورودی نیروها'!J1310)","v":2087016.5689999999},{"$f":"VLOOKUP(C1317,'ورودی نیروها'!M$4:P$1000000,2,FALSE)","v":60},{"$f":"VLOOKUP(C1317,'ورودی نیروها'!M$4:P$1000000,3,FALSE)","v":45},{"$f":"VLOOKUP(C1317,'ورودی نیروها'!M$4:P$1000000,4,FALSE)","v":3},105,135,{"$f":"IF(VLOOKUP(C1317,'ورودی نیروها'!M$4:Q$1048576,5,FALSE)=0,IF(K1317=1,2*L1317+2*M1317,IF(K1317=2,L1317+2*M1317,IF(K1317=3,2*L1317+M1317,L1317+M1317))),VLOOKUP(C1317,'ورودی نیروها'!M$4:Q$1048576,5,FALSE))","v":345},1549125,1670625,1580464.2857142857,691453.125,1.3333333333333333,30,12.570053699169309,0.37025516224835153,0.43050087404306037,300923.79863997747,898462.45709684899,31050,6.1865549507813125,0.49216615130213409,"-","-","-","-","-"]
[null,{"$f":"'ورودی نیروها'!C1311","v":"BASE"},{"$f":"'ورودی نیروها'!D1311","v":15},{"$f":"'ورودی نیروها'!E1311","v":"ACIS04"},"15 - ACIS04",{"$f":"ABS('ورودی نیروها'!H1311)","v":90197.17},{"$f":"ABS('ورودی نیروها'!I1311)","v":793111.12600000005},{"$f":"ABS('ورودی نیروها'!J1311)","v":2104779.4330000002},{"$f":"VLOOKUP(C1318,'ورودی نیروها'!M$4:P$1000000,2,FALSE)","v":60},{"$f":"VLOOKUP(C1318,'ورودی نیروها'!M$4:P$1000000,3,FALSE)","v":45},{"$f":"VLOOKUP(C1318,'ورودی نیروها'!M$4:P$1000000,4,FALSE)","v":3},105,135,{"$f":"IF(VLOOKUP(C1318,'ورودی نیروها'!M$4:Q$1048576,5,FALSE)=0,IF(K1318=1,2*L1318+2*M1318,IF(K1318=2,L1318+2*M1318,IF(K1318=3,2*L1318+M1318,L1318+M1318))),VLOOKUP(C1318,'ورودی نیروها'!M$4:Q$1048576,5,FALSE))","v":345},1549125,1670625,1580464.2857142857,691453.125,1.3333333333333333,30,12.570053699169309,0.37025516224835153,0.43050087404306037,293653.48863810278,906109.38557435712,31050,4.404903924159429,0.35042840942282744,"-","-","-","-","-"]
[null,{"$f":"'ورودی نیروها'!C1312","v":"BASE"},{"$f":"'ورودی نیروها'!D1312","v":15},{"$f":"'ورودی نیروها'!E1312","v":"ACIS05"},"15 - ACIS05",{"$f":"ABS('ورودی نیروها'!H1312)","v":298384.21000000002},{"$f":"ABS('ورودی نیروها'!I1312)","v":678743.61499999999},{"$f":"ABS('ورودی نیروها'!J1312)","v":2233290.3709999998},{"$f":"VLOOKUP(C1319,'ورودی نیروها'!M$4:P$1000000,2,FALSE)","v":60},{"$f":"VLOOKUP(C1319,'ورودی نیروها'!M$4:P$1000000,3,FALSE)","v":45},{"$f":"VLOOKUP(C1319,'ورودی نیروها'!M$4:P$1000000,4,FALSE)","v":3},105,135,{"$f":"IF(VLOOKUP(C1319,'ورودی نیروها'!M$4:Q$1048576,5,FALSE)=0,IF(K1319=1,2*L1319+2*M1319,IF(K1319=2,L1319+2*M1319,IF(K1319=3,2*L1319+M1319,L1319+M1319))),VLOOKUP(C1319,'ورودی نیروها'!M$4:Q$1048576,5,FALSE))","v":345},1549125,1670625,1580464.2857142857,691453.125,1.3333333333333333,30,12.570053699169309,0.37025516224835153,0.43050087404306037,251308.32729685763,961433.45670745044,31050,11.162476963755291,0.8880214222547802,"-","-","-","-","-"]
[null,{"$f":"'ورودی نیروها'!C1313","v":"BASE"},{"$f":"'ورودی نیروها'!D1313","v":15},{"$f":"'ورودی نیروها'!E1313","v":"ACIS06"},"15 - ACIS06",{"$f":"ABS('ورودی نیروها'!H1313)","v":242866.28},{"$f":"ABS('ورودی نیروها'!I1313)","v":698379.55900000001},{"$f":"ABS('ورودی نیروها'!J1313)","v":2215527.5070000002},{"$f":"VLOOKUP(C1320,'ورودی نیروها'!M$4:P$1000000,2,FALSE)","v":60},{"$f":"VLOOKUP(C1320,'ورودی نیروها'!M$4:P$1000000,3,FALSE)","v":45},{"$f":"VLOOKUP(C1320,'ورودی نیروها'!M$4:P$1000000,4,FALSE)","v":3},105,135,{"$f":"IF(VLOOKUP(C1320,'ورودی نیروها'!M$4:Q$1048576,5,FALSE)=0,IF(K1320=1,2*L1320+2*M1320,IF(K1320=2,L1320+2*M1320,IF(K1320=3,2*L1320+M1320,L1320+M1320))),VLOOKUP(C1320,'ورودی نیروها'!M$4:Q$1048576,5,FALSE))","v":345},1549125,1670625,1580464.2857142857,691453.125,1.3333333333333333,30,12.570053699169309,0.37025516224835153,0.43050087404306037,258578.63692847721,953786.52822994266,31050,9.368093851651853,0.74527079007394714,"-","-","-","-","-"]
[null,{"$f":"'ورودی نیروها'!C1314","v":"BASE"},{"$f":"'ورودی نیروها'!D1314","v":15},{"$f":"'ورودی نیروها'!E1314","v":"ACIS07"},"15 - ACIS07",{"$f":"ABS('ورودی نیروها'!H1314)","v":339839.1},{"$f":"ABS('ورودی نیروها'!I1314)","v":783285.94099999999},{"$f":"ABS('ورودی نیروها'!J1314)","v":2264019.023},{"$f":"VLOOKUP(C1321,'ورودی نیروها'!M$4:P$1000000,2,FALSE)","v":60},{"$f":"VLOOKUP(C1321,'ورودی نیروها'!M$4:P$1000000,3,FALSE)","v":45},{"$f":"VLOOKUP(C1321,'ورودی نیروها'!M$4:P$1000000,4,FALSE)","v":3},105,135,{"$f":"IF(VLOOKUP(C1321,'ورودی نیروها'!M$4:Q$1048576,5,FALSE)=0,IF(K1321=1,2*L1321+2*M1321,IF(K1321=2,L1321+2*M1321,IF(K1321=3,2*L1321+M1321,L1321+M1321))),VLOOKUP(C1321,'ورودی نیروها'!M$4:Q$1048576,5,FALSE))","v":345},1549125,1670625,1580464.2857142857,691453.125,1.3333333333333333,30,12.570053699169309,0.37025516224835153,0.43050087404306037,290015.66317180771,974662.1682516156,31050,12.541696425711741,0.99774406107275093,"-","-","-","-","-"]
[null,{"$f":"'ورودی نیروها'!C1315","v":"BASE"},{"$f":"'ورودی نیروها'!D1315","v":15},{"$f":"'ورودی نیروها'!E1315","v":"ACIS08"},"15 - ACIS08",{"$f":"ABS('ورودی نیروها'!H1315)","v":284321.17},{"$f":"ABS('ورودی نیروها'!I1315)","v":763649.99699999997},{"$f":"ABS('ورودی نیروها'!J1315)","v":2246256.159},{"$f":"VLOOKUP(C1322,'ورودی نیروها'!M$4:P$1000000,2,FALSE)","v":60},{"$f":"VLOOKUP(C1322,'ورودی نیروها'!M$4:P$1000000,3,FALSE)","v":45},{"$f":"VLOOKUP(C1322,'ورودی نیروها'!M$4:P$1000000,4,FALSE)","v":3},105,135,{"$f":"IF(VLOOKUP(C1322,'ورودی نیروها'!M$4:Q$1048576,5,FALSE)=0,IF(K1322=1,2*L1322+2*M1322,IF(K1322=2,L1322+2*M1322,IF(K1322=3,2*L1322+M1322,L1322+M1322))),VLOOKUP(C1322,'ورودی نیروها'!M$4:Q$1048576,5,FALSE))","v":345},1549125,1670625,1580464.2857142857,691453.125,1.3333333333333333,30,12.570053699169309,0.37025516224835153,0.43050087404306037,282745.35354018817,967015.23977410758,31050,10.737926970180085,0.85424670627220156,"-","-","-","-","-"]
[null,{"$f":"'ورودی نیروها'!C1316","v":"BASE"},{"$f":"'ورودی نیروها'!D1316","v":15},{"$f":"'ورودی نیروها'!E1316","v":"ACIS09"},"15 - ACIS09",{"$f":"ABS('ورودی نیروها'!H1316)","v":107971.88},{"$f":"ABS('ورودی نیروها'!I1316)","v":690251.73800000001},{"$f":"ABS('ورودی نیروها'!J1316)","v":2016505.12},{"$f":"VLOOKUP(C1323,'ورودی نیروها'!M$4:P$1000000,2,FALSE)","v":60},{"$f":"VLOOKUP(C1323,'ورودی نیروها'!M$4:P$1000000,3,FALSE)","v":45},{"$f":"VLOOKUP(C1323,'ورودی نیروها'!M$4:P$1000000,4,FALSE)","v":3},105,135,{"$f":"IF(VLOOKUP(C1323,'ورودی نیروها'!M$4:Q$1048576,5,FALSE)=0,IF(K1323=1,2*L1323+2*M1323,IF(K1323=2,L1323+2*M1323,IF(K1323=3,2*L1323+M1323,L1323+M1323))),VLOOKUP(C1323,'ورودی نیروها'!M$4:Q$1048576,5,FALSE))","v":345},1549125,1670625,1580464.2857142857,691453.125,1.3333333333333333,30,12.570053699169309,0.37025516224835153,0.43050087404306037,255569.26924539663,868107.21667230641,31050,4.8978141472906058,0.38964146570147729,"-","-","-","-","-"]
[null,{"$f":"'ورودی نیروها'!C1317","v":"BASE"},{"$f":"'ورودی نیروها'!D1317","v":15},{"$f":"'ورودی نیروها'!E1317","v":"ACIS10"},"15 - ACIS10",{"$f":"ABS('ورودی نیروها'!H1317)","v":52453.96},{"$f":"ABS('ورودی نیروها'!I1317)","v":709887.68299999996},{"$f":"ABS('ورودی نیروها'!J1317)","v":2034267.9839999999},{"$f":"VLOOKUP(C1324,'ورودی نیروها'!M$4:P$1000000,2,FALSE)","v":60},{"$f":"VLOOKUP(C1324,'ورودی نیروها'!M$4:P$1000000,3,FALSE)","v":45},{"$f":"VLOOKUP(C1324,'ورودی نیروها'!M$4:P$1000000,4,FALSE)","v":3},105,135,{"$f":"IF(VLOOKUP(C1324,'ورودی نیروها'!M$4:Q$1048576,5,FALSE)=0,IF(K1324=1,2*L1324+2*M1324,IF(K1324=2,L1324+2*M1324,IF(K1324=3,2*L1324+M1324,L1324+M1324))),VLOOKUP(C1324,'ورودی نیروها'!M$4:Q$1048576,5,FALSE))","v":345},1549125,1670625,1580464.2857142857,691453.125,1.3333333333333333,30,12.570053699169309,0.37025516224835153,0.43050087404306037,262839.57924727135,875754.14514981431,31050,3.1255497866361499,0.24865047210122115,"-","-","-","-","-"]
[null,{"$f":"'ورودی نیروها'!C1318","v":"BASE"},{"$f":"'ورودی نیروها'!D1318","v":15},{"$f":"'ورودی نیروها'!E1318","v":"ACIS11"},"15 - ACIS11",{"$f":"ABS('ورودی نیروها'!H1318)","v":149426.78},{"$f":"ABS('ورودی نیروها'!I1318)","v":771777.81799999997},{"$f":"ABS('ورودی نیروها'!J1318)","v":1985776.469},{"$f":"VLOOKUP(C1325,'ورودی نیروها'!M$4:P$1000000,2,FALSE)","v":60},{"$f":"VLOOKUP(C1325,'ورودی نیروها'!M$4:P$1000000,3,FALSE)","v":45},{"$f":"VLOOKUP(C1325,'ورودی نیروها'!M$4:P$1000000,4,FALSE)","v":3},105,135,{"$f":"IF(VLOOKUP(C1325,'ورودی نیروها'!M$4:Q$1048576,5,FALSE)=0,IF(K1325=1,2*L1325+2*M1325,IF(K1325=2,L1325+2*M1325,IF(K1325=3,2*L1325+M1325,L1325+M1325))),VLOOKUP(C1325,'ورودی نیروها'!M$4:Q$1048576,5,FALSE))","v":345},1549125,1670625,1580464.2857142857,691453.125,1.3333333333333333,30,12.570053699169309,0.37025516224835153,0.43050087404306037,285754.72122326872,854878.50555864221,31050,6.2332693275493778,0.49588247407099806,"-","-","-","-","-"]
[null,{"$f":"'ورودی نیروها'!C1319","v":"BASE"},{"$f":"'ورودی نیروها'!D1319","v":15},{"$f":"'ورودی نیروها'!E1319","v":"ACIS12"},"15 - ACIS12",{"$f":"ABS('ورودی نیروها'!H1319)","v":66456.5},{"$f":"ABS('ورودی نیروها'!I1319)","v":705951.87899999996},{"$f":"ABS('ورودی نیروها'!J1319)","v":1723126.33},{"$f":"VLOOKUP(C1326,'ورودی نیروها'!M$4:P$1000000,2,FALSE)","v":60},{"$f":"VLOOKUP(C1326,'ورودی نیروها'!M$4:P$1000000,3,FALSE)","v":45},{"$f":"VLOOKUP(C1326,'ورودی نیروها'!M$4:P$1000000,4,FALSE)","v":3},105,135,{"$f":"IF(VLOOKUP(C1326,'ورودی نیروها'!M$4:Q$1048576,5,FALSE)=0,IF(K1326=1,2*L1326+2*M1326,IF(K1326=2,L1326+2*M1326,IF(K1326=3,2*L1326+M1326,L1326+M1326))),VLOOKUP(C1326,'ورودی نیروها'!M$4:Q$1048576,5,FALSE))","v":345},1549125,1670625,1580464.2857142857,691453.125,1.3333333333333333,30,12.570053699169309,0.37025516224835153,0.43050087404306037,261382.32749867361,741807.39115161088,31050,3.3818587999704368,0.26904091906893973,"-","-","-","-","-"]
[null,{"$f":"'ورودی نیروها'!C1320","v":"BASE"},{"$f":"'ورودی نیروها'!D1320","v":15},{"$f":"'ورودی نیروها'!E1320","v":"ACIS13"},"15 - ACIS13",{"$f":"ABS('ورودی نیروها'!H1320)","v":294672.53000000003},{"$f":"ABS('ورودی نیروها'!I1320)","v":637774.36199999996},{"$f":"ABS('ورودی نیروها'!J1320)","v":2132050.2710000002},{"$f":"VLOOKUP(C1327,'ورودی نیروها'!M$4:P$1000000,2,FALSE)","v":60},{"$f":"VLOOKUP(C1327,'ورودی نیروها'!M$4:P$1000000,3,FALSE)","v":45},{"$f":"VLOOKUP(C1327,'ورودی نیروها'!M$4:P$1000000,4,FALSE)","v":3},105,135,{"$f":"IF(VLOOKUP(C1327,'ورودی نیروها'!M$4:Q$1048576,5,FALSE)=0,IF(K1327=1,2*L1327+2*M1327,IF(K1327=2,L1327+2*M1327,IF(K1327=3,2*L1327+M1327,L1327+M1327))),VLOOKUP(C1327,'ورودی نیروها'!M$4:Q$1048576,5,FALSE))","v":345},1549125,1670625,1580464.2857142857,691453.125,1.3333333333333333,30,12.570053699169309,0.37025516224835153,0.43050087404306037,236139.24988014888,917849.50516924378,31050,10.970113723776175,0.87271812725041376,"-","-","-","-","-"]
[null,{"$f":"'ورودی نیروها'!C1321","v":"BASE"},{"$f":"'ورودی نیروها'!D1321","v":15},{"$f":"'ورودی نیروها'!E1321","v":"ACIS14"},"15 - ACIS14",{"$f":"ABS('ورودی نیروها'!H1321)","v":239154.6},{"$f":"ABS('ورودی نیروها'!I1321)","v":657410.30599999998},{"$f":"ABS('ورودی نیروها'!J1321)","v":2114287.4070000001},{"$f":"VLOOKUP(C1328,'ورودی نیروها'!M$4:P$1000000,2,FALSE)","v":60},{"$f":"VLOOKUP(C1328,'ورودی نیروها'!M$4:P$1000000,3,FALSE)","v":45},{"$f":"VLOOKUP(C1328,'ورودی نیروها'!M$4:P$1000000,4,FALSE)","v":3},105,135,{"$f":"IF(VLOOKUP(C1328,'ورودی نیروها'!M$4:Q$1048576,5,FALSE)=0,IF(K1328=1,2*L1328+2*M1328,IF(K1328=2,L1328+2*M1328,IF(K1328=3,2*L1328+M1328,L1328+M1328))),VLOOKUP(C1328,'ورودی نیروها'!M$4:Q$1048576,5,FALSE))","v":345},1549125,1670625,1580464.2857142857,691453.125,1.3333333333333333,30,12.570053699169309,0.37025516224835153,0.43050087404306037,243409.55951176843,910202.57669173577,31050,9.1757306116727371,0.7299674950695807,"-","-","-","-","-"]
[null,{"$f":"'ورودی نیروها'!C1322","v":"BASE"},{"$f":"'ورودی نیروها'!D1322","v":15},{"$f":"'ورودی نیروها'!E1322","v":"ACIS15"},"15 - ACIS15",{"$f":"ABS('ورودی نیروها'!H1322)","v":336127.42},{"$f":"ABS('ورودی نیروها'!I1322)","v":824255.19400000002},{"$f":"ABS('ورودی نیروها'!J1322)","v":2162778.923},{"$f":"VLOOKUP(C1329,'ورودی نیروها'!M$4:P$1000000,2,FALSE)","v":60},{"$f":"VLOOKUP(C1329,'ورودی نیروها'!M$4:P$1000000,3,FALSE)","v":45},{"$f":"VLOOKUP(C1329,'ورودی نیروها'!M$4:P$1000000,4,FALSE)","v":3},105,135,{"$f":"IF(VLOOKUP(C1329,'ورودی نیروها'!M$4:Q$1048576,5,FALSE)=0,IF(K1329=1,2*L1329+2*M1329,IF(K1329=2,L1329+2*M1329,IF(K1329=3,2*L1329+M1329,L1329+M1329))),VLOOKUP(C1329,'ورودی نیروها'!M$4:Q$1048576,5,FALSE))","v":345},1549125,1670625,1580464.2857142857,691453.125,1.3333333333333333,30,12.570053699169309,0.37025516224835153,0.43050087404306037,305184.74058851646,931078.21671340871,31050,12.368917244367932,0.98399875930405378,"-","-","-","-","-"]
[null,{"$f":"'ورودی نیروها'!C1323","v":"BASE"},{"$f":"'ورودی نیروها'!D1323","v":15},{"$f":"'ورودی نیروها'!E1323","v":"ACIS16"},"15 - ACIS16",{"$f":"ABS('ورودی نیروها'!H1323)","v":280609.49},{"$f":"ABS('ورودی نیروها'!I1323)","v":804619.25},{"$f":"ABS('ورودی نیروها'!J1323)","v":2145016.0589999999},{"$f":"VLOOKUP(C1330,'ورودی نیروها'!M$4:P$1000000,2,FALSE)","v":60},{"$f":"VLOOKUP(C1330,'ورودی نیروها'!M$4:P$1000000,3,FALSE)","v":45},{"$f":"VLOOKUP(C1330,'ورودی نیروها'!M$4:P$1000000,4,FALSE)","v":3},105,135,{"$f":"IF(VLOOKUP(C1330,'ورودی نیروها'!M$4:Q$1048576,5,FALSE)=0,IF(K1330=1,2*L1330+2*M1330,IF(K1330=2,L1330+2*M1330,IF(K1330=3,2*L1330+M1330,L1330+M1330))),VLOOKUP(C1330,'ورودی نیروها'!M$4:Q$1048576,5,FALSE))","v":345},1549125,1670625,1580464.2857142857,691453.125,1.3333333333333333,30,12.570053699169309,0.37025516224835153,0.43050087404306037,297914.43095689692,923431.28823590069,31050,10.565147788836274,0.8405014045035043,"-","-","-","-","-"]
[null,{"$f":"'ورودی نیروها'!C1324","v":"BASE"},{"$f":"'ورودی نیروها'!D1324","v":15},{"$f":"'ورودی نیروها'!E1324","v":"ACIS17"},"15 - ACIS17",{"$f":"ABS('ورودی نیروها'!H1324)","v":100548.53},{"$f":"ABS('ورودی نیروها'!I1324)","v":608313.23300000001},{"$f":"ABS('ورودی نیروها'!J1324)","v":2218985.321},{"$f":"VLOOKUP(C1331,'ورودی نیروها'!M$4:P$1000000,2,FALSE)","v":60},{"$f":"VLOOKUP(C1331,'ورودی نیروها'!M$4:P$1000000,3,FALSE)","v":45},{"$f":"VLOOKUP(C1331,'ورودی نیروها'!M$4:P$1000000,4,FALSE)","v":3},105,135,{"$f":"IF(VLOOKUP(C1331,'ورودی نیروها'!M$4:Q$1048576,5,FALSE)=0,IF(K1331=1,2*L1331+2*M1331,IF(K1331=2,L1331+2*M1331,IF(K1331=3,2*L1331+M1331,L1331+M1331))),VLOOKUP(C1331,'ورودی نیروها'!M$4:Q$1048576,5,FALSE))","v":345},1549125,1670625,1580464.2857142857,691453.125,1.3333333333333333,30,12.570053699169309,0.37025516224835153,0.43050087404306037,225231.11478223428,955275.12017922092,31050,4.7652175994066681,0.37909285938226162,"-","-","-","-","-"]
[null,{"$f":"'ورودی نیروها'!C1325","v":"BASE"},{"$f":"'ورودی نیروها'!D1325","v":15},{"$f":"'ورودی نیروها'!E1325","v":"ACIS18"},"15 - ACIS18",{"$f":"ABS('ورودی نیروها'!H1325)","v":45030.6},{"$f":"ABS('ورودی نیروها'!I1325)","v":627949.17700000003},{"$f":"ABS('ورودی نیروها'!J1325)","v":2236748.1850000001},{"$f":"VLOOKUP(C1332,'ورودی نیروها'!M$4:P$1000000,2,FALSE)","v":60},{"$f":"VLOOKUP(C1332,'ورودی نیروها'!M$4:P$1000000,3,FALSE)","v":45},{"$f":"VLOOKUP(C1332,'ورودی نیروها'!M$4:P$1000000,4,FALSE)","v":3},105,135,{"$f":"IF(VLOOKUP(C1332,'ورودی نیروها'!M$4:Q$1048576,5,FALSE)=0,IF(K1332=1,2*L1332+2*M1332,IF(K1332=2,L1332+2*M1332,IF(K1332=3,2*L1332+M1332,L1332+M1332))),VLOOKUP(C1332,'ورودی نیروها'!M$4:Q$1048576,5,FALSE))","v":345},1549125,1670625,1580464.2857142857,691453.125,1.3333333333333333,30,12.570053699169309,0.37025516224835153,0.43050087404306037,232501.42441385382,962922.04865672893,31050,2.9929529164520119,0.23810184014168539,"-","-","-","-","-"]
[null,{"$f":"'ورودی نیروها'!C1326","v":"BASE"},{"$f":"'ورودی نیروها'!D1326","v":15},{"$f":"'ورودی نیروها'!E1326","v":"ACIS19"},"15 - ACIS19",{"$f":"ABS('ورودی نیروها'!H1326)","v":142003.42000000001},{"$f":"ABS('ورودی نیروها'!I1326)","v":853716.32299999997},{"$f":"ABS('ورودی نیروها'!J1326)","v":2188256.6690000002},{"$f":"VLOOKUP(C1333,'ورودی نیروها'!M$4:P$1000000,2,FALSE)","v":60},{"$f":"VLOOKUP(C1333,'ورودی نیروها'!M$4:P$1000000,3,FALSE)","v":45},{"$f":"VLOOKUP(C1333,'ورودی نیروها'!M$4:P$1000000,4,FALSE)","v":3},105,135,{"$f":"IF(VLOOKUP(C1333,'ورودی نیروها'!M$4:Q$1048576,5,FALSE)=0,IF(K1333=1,2*L1333+2*M1333,IF(K1333=2,L1333+2*M1333,IF(K1333=3,2*L1333+M1333,L1333+M1333))),VLOOKUP(C1333,'ورودی نیروها'!M$4:Q$1048576,5,FALSE))","v":345},1549125,1670625,1580464.2857142857,691453.125,1.3333333333333333,30,12.570053699169309,0.37025516224835153,0.43050087404306037,316092.87568643107,942046.408635056,31050,6.1398405737742383,0.488449828514256,"-","-","-","-","-"]
[null,{"$f":"'ورودی نیروها'!C1327","v":"BASE"},{"$f":"'ورودی نیروها'!D1327","v":15},{"$f":"'ورودی نیروها'!E1327","v":"ACIS20"},"15 - ACIS20",{"$f":"ABS('ورودی نیروها'!H1327)","v":45030.6},{"$f":"ABS('ورودی نیروها'!I1327)","v":627949.17700000003},{"$f":"ABS('ورودی نیروها'!J1327)","v":2236748.1850000001},{"$f":"VLOOKUP(C1334,'ورودی نیروها'!M$4:P$1000000,2,FALSE)","v":60},{"$f":"VLOOKUP(C1334,'ورودی نیروها'!M$4:P$1000000,3,FALSE)","v":45},{"$f":"VLOOKUP(C1334,'ورودی نیروها'!M$4:P$1000000,4,FALSE)","v":3},105,135,{"$f":"IF(VLOOKUP(C1334,'ورودی نیروها'!M$4:Q$1048576,5,FALSE)=0,IF(K1334=1,2*L1334+2*M1334,IF(K1334=2,L1334+2*M1334,IF(K1334=3,2*L1334+M1334,L1334+M1334))),VLOOKUP(C1334,'ورودی نیروها'!M$4:Q$1048576,5,FALSE))","v":345},1549125,1670625,1580464.2857142857,691453.125,1.3333333333333333,30,12.570053699169309,0.37025516224835153,0.43050087404306037,232501.42441385382,962922.04865672893,31050,2.9929529164520119,0.23810184014168539,"-","-","-","-","-"]
[null,{"$f":"'ورودی نیروها'!C1328","v":"BASE"},{"$f":"'ورودی نیروها'!D1328","v":15},{"$f":"'ورودی نیروها'!E1328","v":"ACIS21"},"15 - ACIS21",{"$f":"ABS('ورودی نیروها'!H1328)","v":302095.89},{"$f":"ABS('ورودی نیروها'!I1328)","v":719712.86699999997},{"$f":"ABS('ورودی نیروها'!J1328)","v":2334530.4720000001},{"$f":"VLOOKUP(C1335,'ورودی نیروها'!M$4:P$1000000,2,FALSE)","v":60},{"$f":"VLOOKUP(C1335,'ورودی نیروها'!M$4:P$1000000,3,FALSE)","v":45},{"$f":"VLOOKUP(C1335,'ورودی نیروها'!M$4:P$1000000,4,FALSE)","v":3},105,135,{"$f":"IF(VLOOKUP(C1335,'ورودی نیروها'!M$4:Q$1048576,5,FALSE)=0,IF(K1335=1,2*L1335+2*M1335,IF(K1335=2,L1335+2*M1335,IF(K1335=3,2*L1335+M1335,L1335+M1335))),VLOOKUP(C1335,'ورودی نیروها'!M$4:Q$1048576,5,FALSE))","v":345},1549125,1670625,1580464.2857142857,691453.125,1.3333333333333333,30,12.570053699169309,0.37025516224835153,0.43050087404306037,266477.40434331121,1005017.4086761583,31050,11.354840204118002,0.90332471728966324,"-","-","-","-","-"]
[null,{"$f":"'ورودی نیروها'!C1329","v":"BASE"},{"$f":"'ورودی نیروها'!D1329","v":15},{"$f":"'ورودی نیروها'!E1329","v":"ACIS22"},"15 - ACIS22",{"$f":"ABS('ورودی نیروها'!H1329)","v":246577.96},{"$f":"ABS('ورودی نیروها'!I1329)","v":739348.81200000003},{"$f":"ABS('ورودی نیروها'!J1329)","v":2316767.608},{"$f":"VLOOKUP(C1336,'ورودی نیروها'!M$4:P$1000000,2,FALSE)","v":60},{"$f":"VLOOKUP(C1336,'ورودی نیروها'!M$4:P$1000000,3,FALSE)","v":45},{"$f":"VLOOKUP(C1336,'ورودی نیروها'!M$4:P$1000000,4,FALSE)","v":3},105,135,{"$f":"IF(VLOOKUP(C1336,'ورودی نیروها'!M$4:Q$1048576,5,FALSE)=0,IF(K1336=1,2*L1336+2*M1336,IF(K1336=2,L1336+2*M1336,IF(K1336=3,2*L1336+M1336,L1336+M1336))),VLOOKUP(C1336,'ورودی نیروها'!M$4:Q$1048576,5,FALSE))","v":345},1549125,1670625,1580464.2857142857,691453.125,1.3333333333333333,30,12.570053699169309,0.37025516224835153,0.43050087404306037,273747.71434518596,997370.48019865027,31050,9.5604570922535732,0.76057408512784441,"-","-","-","-","-"]
[null,{"$f":"'ورودی نیروها'!C1330","v":"BASE"},{"$f":"'ورودی نیروها'!D1330","v":15},{"$f":"'ورودی نیروها'!E1330","v":"ACIS23"},"15 - ACIS23",{"$f":"ABS('ورودی نیروها'!H1330)","v":343550.78},{"$f":"ABS('ورودی نیروها'!I1330)","v":742316.68900000001},{"$f":"ABS('ورودی نیروها'!J1330)","v":2365259.1230000001},{"$f":"VLOOKUP(C1337,'ورودی نیروها'!M$4:P$1000000,2,FALSE)","v":60},{"$f":"VLOOKUP(C1337,'ورودی نیروها'!M$4:P$1000000,3,FALSE)","v":45},{"$f":"VLOOKUP(C1337,'ورودی نیروها'!M$4:P$1000000,4,FALSE)","v":3},105,135,{"$f":"IF(VLOOKUP(C1337,'ورودی نیروها'!M$4:Q$1048576,5,FALSE)=0,IF(K1337=1,2*L1337+2*M1337,IF(K1337=2,L1337+2*M1337,IF(K1337=3,2*L1337+M1337,L1337+M1337))),VLOOKUP(C1337,'ورودی نیروها'!M$4:Q$1048576,5,FALSE))","v":345},1549125,1670625,1580464.2857142857,691453.125,1.3333333333333333,30,12.570053699169309,0.37025516224835153,0.43050087404306037,274846.58612535411,1018246.1197898225,31050,12.714475607294565,1.0114893628604626,458067.70666666672,1561200.6694368282,"OK","OK",1.6608519434404466E-2]
[null,{"$f":"'ورودی نیروها'!C1331","v":"BASE"},{"$f":"'ورودی نیروها'!D1331","v":15},{"$f":"'ورودی نیروها'!E1331","v":"ACIS24"},"15 - ACIS24",{"$f":"ABS('ورودی نیروها'!H1331)","v":288032.84999999998},{"$f":"ABS('ورودی نیروها'!I1331)","v":722680.745},{"$f":"ABS('ورودی نیروها'!J1331)","v":2347496.2590000001},{"$f":"VLOOKUP(C1338,'ورودی نیروها'!M$4:P$1000000,2,FALSE)","v":60},{"$f":"VLOOKUP(C1338,'ورودی نیروها'!M$4:P$1000000,3,FALSE)","v":45},{"$f":"VLOOKUP(C1338,'ورودی نیروها'!M$4:P$1000000,4,FALSE)","v":3},105,135,{"$f":"IF(VLOOKUP(C1338,'ورودی نیروها'!M$4:Q$1048576,5,FALSE)=0,IF(K1338=1,2*L1338+2*M1338,IF(K1338=2,L1338+2*M1338,IF(K1338=3,2*L1338+M1338,L1338+M1338))),VLOOKUP(C1338,'ورودی نیروها'!M$4:Q$1048576,5,FALSE))","v":345},1549125,1670625,1580464.2857142857,691453.125,1.3333333333333333,30,12.570053699169309,0.37025516224835153,0.43050087404306037,267576.27649373456,1010599.1913123145,31050,10.910706151762906,0.86799200805991295,"-","-","-","-","-"]
[null,{"$f":"'ورودی نیروها'!C1332","v":"BASE"},{"$f":"'ورودی نیروها'!D1332","v":15},{"$f":"'ورودی نیروها'!E1332","v":"ACIS25"},"15 - ACIS25",{"$f":"ABS('ورودی نیروها'!H1332)","v":123839.56},{"$f":"ABS('ورودی نیروها'!I1332)","v":2365295.0299999998},{"$f":"ABS('ورودی نیروها'!J1332)","v":630732.85699999996},{"$f":"VLOOKUP(C1339,'ورودی نیروها'!M$4:P$1000000,2,FALSE)","v":60},{"$f":"VLOOKUP(C1339,'ورودی نیروها'!M$4:P$1000000,3,FALSE)","v":45},{"$f":"VLOOKUP(C1339,'ورودی نیروها'!M$4:P$1000000,4,FALSE)","v":3},105,135,{"$f":"IF(VLOOKUP(C1339,'ورودی نیروها'!M$4:Q$1048576,5,FALSE)=0,IF(K1339=1,2*L1339+2*M1339,IF(K1339=2,L1339+2*M1339,IF(K1339=3,2*L1339+M1339,L1339+M1339))),VLOOKUP(C1339,'ورودی نیروها'!M$4:Q$1048576,5,FALSE))","v":345},1549125,1670625,1580464.2857142857,691453.125,1.3333333333333333,30,12.570053699169309,0.37025516224835153,0.43050087404306037,875762.69509786938,271531.04622617661,31050,4.9464151988326943,0.39350788128769709,"-","-","-","-","-"]
[null,{"$f":"'ورودی نیروها'!C1333","v":"BASE"},{"$f":"'ورودی نیروها'!D1333","v":15},{"$f":"'ورودی نیروها'!E1333","v":"ACIS26"},"15 - ACIS26",{"$f":"ABS('ورودی نیروها'!H1333)","v":68321.63},{"$f":"ABS('ورودی نیروها'!I1333)","v":2384930.9739999999},{"$f":"ABS('ورودی نیروها'!J1333)","v":648495.72100000002},{"$f":"VLOOKUP(C1340,'ورودی نیروها'!M$4:P$1000000,2,FALSE)","v":60},{"$f":"VLOOKUP(C1340,'ورودی نیروها'!M$4:P$1000000,3,FALSE)","v":45},{"$f":"VLOOKUP(C1340,'ورودی نیروها'!M$4:P$1000000,4,FALSE)","v":3},105,135,{"$f":"IF(VLOOKUP(C1340,'ورودی نیروها'!M$4:Q$1048576,5,FALSE)=0,IF(K1340=1,2*L1340+2*M1340,IF(K1340=2,L1340+2*M1340,IF(K1340=3,2*L1340+M1340,L1340+M1340))),VLOOKUP(C1340,'ورودی نیروها'!M$4:Q$1048576,5,FALSE))","v":345},1549125,1670625,1580464.2857142857,691453.125,1.3333333333333333,30,12.570053699169309,0.37025516224835153,0.43050087404306037,883033.00472948898,279177.97470368462,31050,3.1741505158780385,0.25251686204712093,"-","-","-","-","-"]
[null,{"$f":"'ورودی نیروها'!C1334","v":"BASE"},{"$f":"'ورودی نیروها'!D1334","v":15},{"$f":"'ورودی نیروها'!E1334","v":"ACIS27"},"15 - ACIS27",{"$f":"ABS('ورودی نیروها'!H1334)","v":182076.76},{"$f":"ABS('ورودی نیروها'!I1334)","v":2374133.3679999998},{"$f":"ABS('ورودی نیروها'!J1334)","v":674577.821},{"$f":"VLOOKUP(C1341,'ورودی نیروها'!M$4:P$1000000,2,FALSE)","v":60},{"$f":"VLOOKUP(C1341,'ورودی نیروها'!M$4:P$1000000,3,FALSE)","v":45},{"$f":"VLOOKUP(C1341,'ورودی نیروها'!M$4:P$1000000,4,FALSE)","v":3},105,135,{"$f":"IF(VLOOKUP(C1341,'ورودی نیروها'!M$4:Q$1048576,5,FALSE)=0,IF(K1341=1,2*L1341+2*M1341,IF(K1341=2,L1341+2*M1341,IF(K1341=3,2*L1341+M1341,L1341+M1341))),VLOOKUP(C1341,'ورودی نیروها'!M$4:Q$1048576,5,FALSE))","v":345},1549125,1670625,1580464.2857142857,691453.125,1.3333333333333333,30,12.570053699169309,0.37025516224835153,0.43050087404306037,879035.13536806521,290406.34155056311,31050,6.8514198574787901,0.54505891712551446,"-","-","-","-","-"]
[null,{"$f":"'ورودی نیروها'!C1335","v":"BASE"},{"$f":"'ورودی نیروها'!D1335","v":15},{"$f":"'ورودی نیروها'!E1335","v":"ACIS28"},"15 - ACIS28",{"$f":"ABS('ورودی نیروها'!H1335)","v":68321.63},{"$f":"ABS('ورودی نیروها'!I1335)","v":2384930.9739999999},{"$f":"ABS('ورودی نیروها'!J1335)","v":648495.72100000002},{"$f":"VLOOKUP(C1342,'ورودی نیروها'!M$4:P$1000000,2,FALSE)","v":60},{"$f":"VLOOKUP(C1342,'ورودی نیروها'!M$4:P$1000000,3,FALSE)","v":45},{"$f":"VLOOKUP(C1342,'ورودی نیروها'!M$4:P$1000000,4,FALSE)","v":3},105,135,{"$f":"IF(VLOOKUP(C1342,'ورودی نیروها'!M$4:Q$1048576,5,FALSE)=0,IF(K1342=1,2*L1342+2*M1342,IF(K1342=2,L1342+2*M1342,IF(K1342=3,2*L1342+M1342,L1342+M1342))),VLOOKUP(C1342,'ورودی نیروها'!M$4:Q$1048576,5,FALSE))","v":345},1549125,1670625,1580464.2857142857,691453.125,1.3333333333333333,30,12.570053699169309,0.37025516224835153,0.43050087404306037,883033.00472948898,279177.97470368462,31050,3.1741505158780385,0.25251686204712093,"-","-","-","-","-"]
[null,{"$f":"'ورودی نیروها'!C1336","v":"BASE"},{"$f":"'ورودی نیروها'!D1336","v":15},{"$f":"'ورودی نیروها'!E1336","v":"ACIS29"},"15 - ACIS29",{"$f":"ABS('ورودی نیروها'!H1336)","v":262022.54},{"$f":"ABS('ورودی نیروها'!I1336)","v":2508136.824},{"$f":"ABS('ورودی نیروها'!J1336)","v":528304.01800000004},{"$f":"VLOOKUP(C1343,'ورودی نیروها'!M$4:P$1000000,2,FALSE)","v":60},{"$f":"VLOOKUP(C1343,'ورودی نیروها'!M$4:P$1000000,3,FALSE)","v":45},{"$f":"VLOOKUP(C1343,'ورودی نیروها'!M$4:P$1000000,4,FALSE)","v":3},105,135,{"$f":"IF(VLOOKUP(C1343,'ورودی نیروها'!M$4:Q$1048576,5,FALSE)=0,IF(K1343=1,2*L1343+2*M1343,IF(K1343=2,L1343+2*M1343,IF(K1343=3,2*L1343+M1343,L1343+M1343))),VLOOKUP(C1343,'ورودی نیروها'!M$4:Q$1048576,5,FALSE))","v":345},1549125,1670625,1580464.2857142857,691453.125,1.3333333333333333,30,12.570053699169309,0.37025516224835153,0.43050087404306037,928650.60671118507,227435.3415094607,31050,9.3671207102268141,0.74519337263020924,"-","-","-","-","-"]
[null,{"$f":"'ورودی نیروها'!C1337","v":"BASE"},{"$f":"'ورودی نیروها'!D1337","v":15},{"$f":"'ورودی نیروها'!E1337","v":"ACIS30"},"15 - ACIS30",{"$f":"ABS('ورودی نیروها'!H1337)","v":206504.61},{"$f":"ABS('ورودی نیروها'!I1337)","v":2488500.88},{"$f":"ABS('ورودی نیروها'!J1337)","v":546066.88199999998},{"$f":"VLOOKUP(C1344,'ورودی نیروها'!M$4:P$1000000,2,FALSE)","v":60},{"$f":"VLOOKUP(C1344,'ورودی نیروها'!M$4:P$1000000,3,FALSE)","v":45},{"$f":"VLOOKUP(C1344,'ورودی نیروها'!M$4:P$1000000,4,FALSE)","v":3},105,135,{"$f":"IF(VLOOKUP(C1344,'ورودی نیروها'!M$4:Q$1048576,5,FALSE)=0,IF(K1344=1,2*L1344+2*M1344,IF(K1344=2,L1344+2*M1344,IF(K1344=3,2*L1344+M1344,L1344+M1344))),VLOOKUP(C1344,'ورودی نیروها'!M$4:Q$1048576,5,FALSE))","v":345},1549125,1670625,1580464.2857142857,691453.125,1.3333333333333333,30,12.570053699169309,0.37025516224835153,0.43050087404306037,921380.29707956547,235082.26998696869,31050,7.5854696838439377,0.60345563076991648,"-","-","-","-","-"]
[null,{"$f":"'ورودی نیروها'!C1338","v":"BASE"},{"$f":"'ورودی نیروها'!D1338","v":15},{"$f":"'ورودی نیروها'!E1338","v":"ACIS31"},"15 - ACIS31",{"$f":"ABS('ورودی نیروها'!H1338)","v":320259.74},{"$f":"ABS('ورودی نیروها'!I1338)","v":2499298.486},{"$f":"ABS('ورودی نیروها'!J1338)","v":777006.65899999999},{"$f":"VLOOKUP(C1345,'ورودی نیروها'!M$4:P$1000000,2,FALSE)","v":60},{"$f":"VLOOKUP(C1345,'ورودی نیروها'!M$4:P$1000000,3,FALSE)","v":45},{"$f":"VLOOKUP(C1345,'ورودی نیروها'!M$4:P$1000000,4,FALSE)","v":3},105,135,{"$f":"IF(VLOOKUP(C1345,'ورودی نیروها'!M$4:Q$1048576,5,FALSE)=0,IF(K1345=1,2*L1345+2*M1345,IF(K1345=2,L1345+2*M1345,IF(K1345=3,2*L1345+M1345,L1345+M1345))),VLOOKUP(C1345,'ورودی نیروها'!M$4:Q$1048576,5,FALSE))","v":345},1549125,1670625,1580464.2857142857,691453.125,1.3333333333333333,30,12.570053699169309,0.37025516224835153,0.43050087404306037,925378.16644098936,334502.04583677812,31050,11.39544550945811,0.90655503804340765,"-","-","-","-","-"]
[null,{"$f":"'ورودی نیروها'!C1339","v":"BASE"},{"$f":"'ورودی نیروها'!D1339","v":15},{"$f":"'ورودی نیروها'!E1339","v":"ACIS32"},"15 - ACIS32",{"$f":"ABS('ورودی نیروها'!H1339)","v":264741.81},{"$f":"ABS('ورودی نیروها'!I1339)","v":2479662.5410000002},{"$f":"ABS('ورودی نیروها'!J1339)","v":759243.79500000004},{"$f":"VLOOKUP(C1346,'ورودی نیروها'!M$4:P$1000000,2,FALSE)","v":60},{"$f":"VLOOKUP(C1346,'ورودی نیروها'!M$4:P$1000000,3,FALSE)","v":45},{"$f":"VLOOKUP(C1346,'ورودی نیروها'!M$4:P$1000000,4,FALSE)","v":3},105,135,{"$f":"IF(VLOOKUP(C1346,'ورودی نیروها'!M$4:Q$1048576,5,FALSE)=0,IF(K1346=1,2*L1346+2*M1346,IF(K1346=2,L1346+2*M1346,IF(K1346=3,2*L1346+M1346,L1346+M1346))),VLOOKUP(C1346,'ورودی نیروها'!M$4:Q$1048576,5,FALSE))","v":345},1549125,1670625,1580464.2857142857,691453.125,1.3333333333333333,30,12.570053699169309,0.37025516224835153,0.43050087404306037,918107.85643911466,326855.11735927017,31050,9.5916760536874452,0.76305768322384415,"-","-","-","-","-"]
[null,{"$f":"'ورودی نیروها'!C1340","v":"BASE"},{"$f":"'ورودی نیروها'!D1340","v":15},{"$f":"'ورودی نیروها'!E1340","v":"ACIS34"},"15 - ACIS34",{"$f":"ABS('ورودی نیروها'!H1340)","v":119512.15},{"$f":"ABS('ورودی نیروها'!I1340)","v":2317658.8470000001},{"$f":"ABS('ورودی نیروها'!J1340)","v":748436.83100000001},{"$f":"VLOOKUP(C1347,'ورودی نیروها'!M$4:P$1000000,2,FALSE)","v":60},{"$f":"VLOOKUP(C1347,'ورودی نیروها'!M$4:P$1000000,3,FALSE)","v":45},{"$f":"VLOOKUP(C1347,'ورودی نیروها'!M$4:P$1000000,4,FALSE)","v":3},105,135,{"$f":"IF(VLOOKUP(C1347,'ورودی نیروها'!M$4:Q$1048576,5,FALSE)=0,IF(K1347=1,2*L1347+2*M1347,IF(K1347=2,L1347+2*M1347,IF(K1347=3,2*L1347+M1347,L1347+M1347))),VLOOKUP(C1347,'ورودی نیروها'!M$4:Q$1048576,5,FALSE))","v":345},1549125,1670625,1580464.2857142857,691453.125,1.3333333333333333,30,12.570053699169309,0.37025516224835153,0.43050087404306037,858125.15243231237,322202.70991151826,31050,4.8689434912651475,0.38734468505786185,"-","-","-","-","-"]
[null,{"$f":"'ورودی نیروها'!C1341","v":"BASE"},{"$f":"'ورودی نیروها'!D1341","v":15},{"$f":"'ورودی نیروها'!E1341","v":"ACIS35"},"15 - ACIS35",{"$f":"ABS('ورودی نیروها'!H1341)","v":177749.35},{"$f":"ABS('ورودی نیروها'!I1341)","v":2326497.1860000002},{"$f":"ABS('ورودی نیروها'!J1341)","v":556873.84699999995},{"$f":"VLOOKUP(C1348,'ورودی نیروها'!M$4:P$1000000,2,FALSE)","v":60},{"$f":"VLOOKUP(C1348,'ورودی نیروها'!M$4:P$1000000,3,FALSE)","v":45},{"$f":"VLOOKUP(C1348,'ورودی نیروها'!M$4:P$1000000,4,FALSE)","v":3},105,135,{"$f":"IF(VLOOKUP(C1348,'ورودی نیروها'!M$4:Q$1048576,5,FALSE)=0,IF(K1348=1,2*L1348+2*M1348,IF(K1348=2,L1348+2*M1348,IF(K1348=3,2*L1348+M1348,L1348+M1348))),VLOOKUP(C1348,'ورودی نیروها'!M$4:Q$1048576,5,FALSE))","v":345},1549125,1670625,1580464.2857142857,691453.125,1.3333333333333333,30,12.570053699169309,0.37025516224835153,0.43050087404306037,861397.59307276341,239734.67786522146,31050,6.6273824268834955,0.52723580865223074,"-","-","-","-","-"]
[null,{"$f":"'ورودی نیروها'!C1342","v":"BASE"},{"$f":"'ورودی نیروها'!D1342","v":15},{"$f":"'ورودی نیروها'!E1342","v":"ACIS36"},"15 - ACIS36",{"$f":"ABS('ورودی نیروها'!H1342)","v":122231.42},{"$f":"ABS('ورودی نیروها'!I1342)","v":2346133.13},{"$f":"ABS('ورودی نیروها'!J1342)","v":539110.98300000001},{"$f":"VLOOKUP(C1349,'ورودی نیروها'!M$4:P$1000000,2,FALSE)","v":60},{"$f":"VLOOKUP(C1349,'ورودی نیروها'!M$4:P$1000000,3,FALSE)","v":45},{"$f":"VLOOKUP(C1349,'ورودی نیروها'!M$4:P$1000000,4,FALSE)","v":3},105,135,{"$f":"IF(VLOOKUP(C1349,'ورودی نیروها'!M$4:Q$1048576,5,FALSE)=0,IF(K1349=1,2*L1349+2*M1349,IF(K1349=2,L1349+2*M1349,IF(K1349=3,2*L1349+M1349,L1349+M1349))),VLOOKUP(C1349,'ورودی نیروها'!M$4:Q$1048576,5,FALSE))","v":345},1549125,1670625,1580464.2857142857,691453.125,1.3333333333333333,30,12.570053699169309,0.37025516224835153,0.43050087404306037,868667.90270438278,232087.74938771347,31050,4.8329993147800581,0.38448517647139779,"-","-","-","-","-"]
[null,{"$f":"'ورودی نیروها'!C1343","v":"BASE"},{"$f":"'ورودی نیروها'!D1343","v":15},{"$f":"'ورودی نیروها'!E1343","v":"ACIS37"},"15 - ACIS37",{"$f":"ABS('ورودی نیروها'!H1343)","v":266349.95},{"$f":"ABS('ورودی نیروها'!I1343)","v":2460500.642},{"$f":"ABS('ورودی نیروها'!J1343)","v":410600.04399999999},{"$f":"VLOOKUP(C1350,'ورودی نیروها'!M$4:P$1000000,2,FALSE)","v":60},{"$f":"VLOOKUP(C1350,'ورودی نیروها'!M$4:P$1000000,3,FALSE)","v":45},{"$f":"VLOOKUP(C1350,'ورودی نیروها'!M$4:P$1000000,4,FALSE)","v":3},105,135,{"$f":"IF(VLOOKUP(C1350,'ورودی نیروها'!M$4:Q$1048576,5,FALSE)=0,IF(K1350=1,2*L1350+2*M1350,IF(K1350=2,L1350+2*M1350,IF(K1350=3,2*L1350+M1350,L1350+M1350))),VLOOKUP(C1350,'ورودی نیروها'!M$4:Q$1048576,5,FALSE))","v":345},1549125,1670625,1580464.2857142857,691453.125,1.3333333333333333,30,12.570053699169309,0.37025516224835153,0.43050087404306037,911013.06441588316,176763.67782411905,31050,9.4218214438827275,0.74954504327259697,"-","-","-","-","-"]
[null,{"$f":"'ورودی نیروها'!C1344","v":"BASE"},{"$f":"'ورودی نیروها'!D1344","v":15},{"$f":"'ورودی نیروها'!E1344","v":"ACIS38"},"15 - ACIS38",{"$f":"ABS('ورودی نیروها'!H1344)","v":210832.02},{"$f":"ABS('ورودی نیروها'!I1344)","v":2440864.6979999999},{"$f":"ABS('ورودی نیروها'!J1344)","v":428362.908},{"$f":"VLOOKUP(C1351,'ورودی نیروها'!M$4:P$1000000,2,FALSE)","v":60},{"$f":"VLOOKUP(C1351,'ورودی نیروها'!M$4:P$1000000,3,FALSE)","v":45},{"$f":"VLOOKUP(C1351,'ورودی نیروها'!M$4:P$1000000,4,FALSE)","v":3},105,135,{"$f":"IF(VLOOKUP(C1351,'ورودی نیروها'!M$4:Q$1048576,5,FALSE)=0,IF(K1351=1,2*L1351+2*M1351,IF(K1351=2,L1351+2*M1351,IF(K1351=3,2*L1351+M1351,L1351+M1351))),VLOOKUP(C1351,'ورودی نیروها'!M$4:Q$1048576,5,FALSE))","v":345},1549125,1670625,1580464.2857142857,691453.125,1.3333333333333333,30,12.570053699169309,0.37025516224835153,0.43050087404306037,903742.75478426355,184410.60630162706,31050,7.6401704174998528,0.60780730141230443,"-","-","-","-","-"]
[null,{"$f":"'ورودی نیروها'!C1345","v":"BASE"},{"$f":"'ورودی نیروها'!D1345","v":15},{"$f":"'ورودی نیروها'!E1345","v":"ACIS39"},"15 - ACIS39",{"$f":"ABS('ورودی نیروها'!H1345)","v":324587.15000000002},{"$f":"ABS('ورودی نیروها'!I1345)","v":2451662.3029999998},{"$f":"ABS('ورودی نیروها'!J1345)","v":894710.63300000003},{"$f":"VLOOKUP(C1352,'ورودی نیروها'!M$4:P$1000000,2,FALSE)","v":60},{"$f":"VLOOKUP(C1352,'ورودی نیروها'!M$4:P$1000000,3,FALSE)","v":45},{"$f":"VLOOKUP(C1352,'ورودی نیروها'!M$4:P$1000000,4,FALSE)","v":3},105,135,{"$f":"IF(VLOOKUP(C1352,'ورودی نیروها'!M$4:Q$1048576,5,FALSE)=0,IF(K1352=1,2*L1352+2*M1352,IF(K1352=2,L1352+2*M1352,IF(K1352=3,2*L1352+M1352,L1352+M1352))),VLOOKUP(C1352,'ورودی نیروها'!M$4:Q$1048576,5,FALSE))","v":345},1549125,1670625,1580464.2857142857,691453.125,1.3333333333333333,30,12.570053699169309,0.37025516224835153,0.43050087404306037,907740.62377543212,385173.70952211984,31050,11.59671196614177,0.9225666209292438,"-","-","-","-","-"]
[null,{"$f":"'ورودی نیروها'!C1346","v":"BASE"},{"$f":"'ورودی نیروها'!D1346","v":15},{"$f":"'ورودی نیروها'!E1346","v":"ACIS40"},"15 - ACIS40",{"$f":"ABS('ورودی نیروها'!H1346)","v":269069.21999999997},{"$f":"ABS('ورودی نیروها'!I1346)","v":2432026.3590000002},{"$f":"ABS('ورودی نیروها'!J1346)","v":876947.76899999997},{"$f":"VLOOKUP(C1353,'ورودی نیروها'!M$4:P$1000000,2,FALSE)","v":60},{"$f":"VLOOKUP(C1353,'ورودی نیروها'!M$4:P$1000000,3,FALSE)","v":45},{"$f":"VLOOKUP(C1353,'ورودی نیروها'!M$4:P$1000000,4,FALSE)","v":3},105,135,{"$f":"IF(VLOOKUP(C1353,'ورودی نیروها'!M$4:Q$1048576,5,FALSE)=0,IF(K1353=1,2*L1353+2*M1353,IF(K1353=2,L1353+2*M1353,IF(K1353=3,2*L1353+M1353,L1353+M1353))),VLOOKUP(C1353,'ورودی نیروها'!M$4:Q$1048576,5,FALSE))","v":345},1549125,1670625,1580464.2857142857,691453.125,1.3333333333333333,30,12.570053699169309,0.37025516224835153,0.43050087404306037,900470.31414381275,377526.78104461177,31050,9.7929425106101142,0.77906926612869443,"-","-","-","-","-"]
[null,{"$f":"'ورودی نیروها'!C1347","v":"BASE"},{"$f":"'ورودی نیروها'!D1347","v":15},{"$f":"'ورودی نیروها'!E1347","v":"ACIS41"},"15 - ACIS41",{"$f":"ABS('ورودی نیروها'!H1347)","v":128166.97},{"$f":"ABS('ورودی نیروها'!I1347)","v":2412931.2119999998},{"$f":"ABS('ورودی نیروها'!J1347)","v":513028.88199999998},{"$f":"VLOOKUP(C1354,'ورودی نیروها'!M$4:P$1000000,2,FALSE)","v":60},{"$f":"VLOOKUP(C1354,'ورودی نیروها'!M$4:P$1000000,3,FALSE)","v":45},{"$f":"VLOOKUP(C1354,'ورودی نیروها'!M$4:P$1000000,4,FALSE)","v":3},105,135,{"$f":"IF(VLOOKUP(C1354,'ورودی نیروها'!M$4:Q$1048576,5,FALSE)=0,IF(K1354=1,2*L1354+2*M1354,IF(K1354=2,L1354+2*M1354,IF(K1354=3,2*L1354+M1354,L1354+M1354))),VLOOKUP(C1354,'ورودی نیروها'!M$4:Q$1048576,5,FALSE))","v":345},1549125,1670625,1580464.2857142857,691453.125,1.3333333333333333,30,12.570053699169309,0.37025516224835153,0.43050087404306037,893400.23739317141,220859.38211033406,31050,5.0238869055386299,0.39967107744898761,"-","-","-","-","-"]
[null,{"$f":"'ورودی نیروها'!C1348","v":"BASE"},{"$f":"'ورودی نیروها'!D1348","v":15},{"$f":"'ورودی نیروها'!E1348","v":"ACIS42"},"15 - ACIS42",{"$f":"ABS('ورودی نیروها'!H1348)","v":72649.039999999994},{"$f":"ABS('ورودی نیروها'!I1348)","v":2432567.156},{"$f":"ABS('ورودی نیروها'!J1348)","v":530791.74600000004},{"$f":"VLOOKUP(C1355,'ورودی نیروها'!M$4:P$1000000,2,FALSE)","v":60},{"$f":"VLOOKUP(C1355,'ورودی نیروها'!M$4:P$1000000,3,FALSE)","v":45},{"$f":"VLOOKUP(C1355,'ورودی نیروها'!M$4:P$1000000,4,FALSE)","v":3},105,135,{"$f":"IF(VLOOKUP(C1355,'ورودی نیروها'!M$4:Q$1048576,5,FALSE)=0,IF(K1355=1,2*L1355+2*M1355,IF(K1355=2,L1355+2*M1355,IF(K1355=3,2*L1355+M1355,L1355+M1355))),VLOOKUP(C1355,'ورودی نیروها'!M$4:Q$1048576,5,FALSE))","v":345},1549125,1670625,1580464.2857142857,691453.125,1.3333333333333333,30,12.570053699169309,0.37025516224835153,0.43050087404306037,900670.54702479101,228506.3105878421,31050,3.2516222225839733,0.25868005820841133,"-","-","-","-","-"]
[null,{"$f":"'ورودی نیروها'!C1349","v":"BASE"},{"$f":"'ورودی نیروها'!D1349","v":15},{"$f":"'ورودی نیروها'!E1349","v":"ACIS43"},{"$f":"CONCATENATE(C1356,\" - \",D1356)","v":"15 - ACIS43"},{"$f":"ABS('ورودی نیروها'!H1349)","v":186404.17},{"$f":"ABS('ورودی نیروها'!I1349)","v":2421769.551},{"$f":"ABS('ورودی نیروها'!J1349)","v":792281.79500000004},{"$f":"VLOOKUP(C1356,'ورودی نیروها'!M$4:P$1000000,2,FALSE)","v":60},{"$f":"VLOOKUP(C1356,'ورودی نیروها'!M$4:P$1000000,3,FALSE)","v":45},{"$f":"VLOOKUP(C1356,'ورودی نیروها'!M$4:P$1000000,4,FALSE)","v":3},{"$f":"IF(OR(K1356=1,K1356=2),I1356+$C$6,I1356+($C$6/2))","v":105},{"$f":"IF(OR(K1356=1,K1356=3),J1356+$C$6,J1356+($C$6/2))","v":135},{"$f":"IF(VLOOKUP(C1356,'ورودی نیروها'!M$4:Q$1048576,5,FALSE)=0,IF(K1356=1,2*L1356+2*M1356,IF(K1356=2,L1356+2*M1356,IF(K1356=3,2*L1356+M1356,L1356+M1356))),VLOOKUP(C1356,'ورودی نیروها'!M$4:Q$1048576,5,FALSE))","v":345},{"$f":"IF(K1356=1,(L1356*$C$6*(L1356+3*M1356)+$C$6^3)/3,IF(K1356=2,(2*M1356^2*$C$6*(M1356+2*L1356)+$C$6^3*(2*M1356+L1356))/(6*M1356),IF(K1356=3,M1356*$C$6*(M1356+6*L1356)/6,($C$6*(L1356+4*M1356)+$C$6^3*(L1356+M1356))/(6*L1356))))","v":1549125},{"$f":"IF(K1356=1,(L1356*$C$6*(L1356+3*M1356)+$C$6^3)/3,IF(K1356=2,(2*M1356^2*$C$6*(M1356+2*L1356)+$C$6^3*(2*M1356+L1356))/(6*(L1356+M1356)),IF(K1356=3,(M1356*$C$6*(M1356+6*L1356)+$C$6^3)/6,(L1356^2*$C$6*(L1356+4*M1356)+$C$6^3*(L1356+M1356))/(6*(L1356+2*M1356)))))","v":1670625},{"$f":"IF(K1356=1,(M1356*$C$6*(M1356+3*L1356)+$C$6^3)/3,IF(K1356=2,L1356*$C$6*(L1356+6*M1356)/6,IF(K1356=3,(2*L1356^2*$C$6*(L1356+2*M1356)+$C$6^3*(2*L1356+M1356))/(6*L1356),($C$6*(M1356+4*L1356)+$C$6^3*(M1356+L1356))/(6*M1356))))","v":1580464.2857142857},{"$f":"IF(K1356=1,(M1356*$C$6*(M1356+3*L1356)+$C$6^3)/3,IF(K1356=2,(L1356*$C$6*(L1356+6*M1356)+$C$6^3)/6,IF(K1356=3,(2*L1356^2*$C$6*(L1356+2*M1356)+$C$6^3*(2*L1356+M1356))/(6*(M1356+L1356)),(M1356^2*$C$6*(M1356+4*L1356)+$C$6^3*(M1356+L1356))/(6*(M1356+2*L1356)))))","v":691453.125},{"$f":"MAX(I1356:J1356)/MIN(I1356:J1356)","v":1.3333333333333333},{"$f":"IF(K1356=1,40,IF(K1356=4,20,30))","v":30},{"$f":"MIN(0.53*$C$5*(1+(2/S1356))*SQRT($C$4),0.53*$C$5*(1+((T1356*$C$6)/(2*N1356)))*SQRT($C$4),1.06*$C$5*SQRT($C$4))","v":12.570053699169309},{"$f":"1-(1/((1+(2/3)*SQRT(L1356/M1356))))","v":0.37025516224835153},{"$f":"1-(1/((1+(2/3)*SQRT(M1356/L1356))))","v":0.43050087404306037},{"$f":"V1356*G1356","v":896672.67803362245},{"$f":"W1356*H1356","v":341078.00523590477},{"$f":"N1356*$C$6","v":31050},{"$f":"(F1356/Z1356)+(X1356/MIN(O1356:P1356))+(Y1356/MIN(Q1356:R1356))","v":7.0754572883130926},{"$f":"AA1356/U1356","v":0.56288202561781209},{"$f":"IF(AB1356<=1,\"-\",F1356/$C$5)","v":"-"},{"$f":"IF(AB1356<=1,\"-\",3*U1356*N1356*$C$6/$C$5)","v":"-"},{"$f":"IF(AB1356<=1,\"-\",IF(AC1356<=AD1356,\"OK\",\"NOT OK\"))","v":"-"},{"$f":"IF(AB1356<=1,\"-\",IF(OR($C$6>=15,$C$6>=16*($C$8/10)),\"OK\",\"NOT OK\"))","v":"-"},{"$f":"IF(OR(AE1356=\"NOT OK\",AF1356=\"NOT OK\"),\"CANT USE\",IF(AB1356<=1,\"-\",(AA1356-U1356)*N1356/($C$5*$C$7)))","v":"-"}]
[null,{"$f":"'ورودی نیروها'!C1350","v":"BASE"},{"$f":"'ورودی نیروها'!D1350","v":15},{"$f":"'ورودی نیروها'!E1350","v":"ACIS44"},"15 - ACIS44",{"$f":"ABS('ورودی نیروها'!H1350)","v":130886.24},{"$f":"ABS('ورودی نیروها'!I1350)","v":2441405.4950000001},{"$f":"ABS('ورودی نیروها'!J1350)","v":774518.93099999998},{"$f":"VLOOKUP(C1357,'ورودی نیروها'!M$4:P$1000000,2,FALSE)","v":60},{"$f":"VLOOKUP(C1357,'ورودی نیروها'!M$4:P$1000000,3,FALSE)","v":45},{"$f":"VLOOKUP(C1357,'ورودی نیروها'!M$4:P$1000000,4,FALSE)","v":3},105,135,{"$f":"IF(VLOOKUP(C1357,'ورودی نیروها'!M$4:Q$1048576,5,FALSE)=0,IF(K1357=1,2*L1357+2*M1357,IF(K1357=2,L1357+2*M1357,IF(K1357=3,2*L1357+M1357,L1357+M1357))),VLOOKUP(C1357,'ورودی نیروها'!M$4:Q$1048576,5,FALSE))","v":345},1549125,1670625,1580464.2857142857,691453.125,1.3333333333333333,30,12.570053699169309,0.37025516224835153,0.43050087404306037,903942.98766524205,333431.07675839675,31050,5.2810741762096542,0.42013139343697903,"-","-","-","-","-"]
[null,{"$f":"'ورودی نیروها'!C1351","v":"BASE"},{"$f":"'ورودی نیروها'!D1351","v":15},{"$f":"'ورودی نیروها'!E1351","v":"ACIS45"},"15 - ACIS45",{"$f":"ABS('ورودی نیروها'!H1351)","v":257695.13},{"$f":"ABS('ورودی نیروها'!I1351)","v":2555773.0070000002},{"$f":"ABS('ورودی نیروها'!J1351)","v":646007.99300000002},{"$f":"VLOOKUP(C1358,'ورودی نیروها'!M$4:P$1000000,2,FALSE)","v":60},{"$f":"VLOOKUP(C1358,'ورودی نیروها'!M$4:P$1000000,3,FALSE)","v":45},{"$f":"VLOOKUP(C1358,'ورودی نیروها'!M$4:P$1000000,4,FALSE)","v":3},105,135,{"$f":"IF(VLOOKUP(C1358,'ورودی نیروها'!M$4:Q$1048576,5,FALSE)=0,IF(K1358=1,2*L1358+2*M1358,IF(K1358=2,L1358+2*M1358,IF(K1358=3,2*L1358+M1358,L1358+M1358))),VLOOKUP(C1358,'ورودی نیروها'!M$4:Q$1048576,5,FALSE))","v":345},1549125,1670625,1580464.2857142857,691453.125,1.3333333333333333,30,12.570053699169309,0.37025516224835153,0.43050087404306037,946288.14937674231,278107.00562530325,31050,9.3124199774325138,0.74084170205636624,"-","-","-","-","-"]
[null,{"$f":"'ورودی نیروها'!C1352","v":"BASE"},{"$f":"'ورودی نیروها'!D1352","v":15},{"$f":"'ورودی نیروها'!E1352","v":"ACIS46"},"15 - ACIS46",{"$f":"ABS('ورودی نیروها'!H1352)","v":202177.2},{"$f":"ABS('ورودی نیروها'!I1352)","v":2536137.0630000001},{"$f":"ABS('ورودی نیروها'!J1352)","v":663770.85699999996},{"$f":"VLOOKUP(C1359,'ورودی نیروها'!M$4:P$1000000,2,FALSE)","v":60},{"$f":"VLOOKUP(C1359,'ورودی نیروها'!M$4:P$1000000,3,FALSE)","v":45},{"$f":"VLOOKUP(C1359,'ورودی نیروها'!M$4:P$1000000,4,FALSE)","v":3},105,135,{"$f":"IF(VLOOKUP(C1359,'ورودی نیروها'!M$4:Q$1048576,5,FALSE)=0,IF(K1359=1,2*L1359+2*M1359,IF(K1359=2,L1359+2*M1359,IF(K1359=3,2*L1359+M1359,L1359+M1359))),VLOOKUP(C1359,'ورودی نیروها'!M$4:Q$1048576,5,FALSE))","v":345},1549125,1670625,1580464.2857142857,691453.125,1.3333333333333333,30,12.570053699169309,0.37025516224835153,0.43050087404306037,939017.83974512271,285753.93410281121,31050,7.5307689510496374,0.59910396019607359,"-","-","-","-","-"]
[null,{"$f":"'ورودی نیروها'!C1353","v":"BASE"},{"$f":"'ورودی نیروها'!D1353","v":15},{"$f":"'ورودی نیروها'!E1353","v":"ACIS47"},"15 - ACIS47",{"$f":"ABS('ورودی نیروها'!H1353)","v":315932.33},{"$f":"ABS('ورودی نیروها'!I1353)","v":2546934.6680000001},{"$f":"ABS('ورودی نیروها'!J1353)","v":659302.68500000006},{"$f":"VLOOKUP(C1360,'ورودی نیروها'!M$4:P$1000000,2,FALSE)","v":60},{"$f":"VLOOKUP(C1360,'ورودی نیروها'!M$4:P$1000000,3,FALSE)","v":45},{"$f":"VLOOKUP(C1360,'ورودی نیروها'!M$4:P$1000000,4,FALSE)","v":3},105,135,{"$f":"IF(VLOOKUP(C1360,'ورودی نیروها'!M$4:Q$1048576,5,FALSE)=0,IF(K1360=1,2*L1360+2*M1360,IF(K1360=2,L1360+2*M1360,IF(K1360=3,2*L1360+M1360,L1360+M1360))),VLOOKUP(C1360,'ورودی نیروها'!M$4:Q$1048576,5,FALSE))","v":345},1549125,1670625,1580464.2857142857,691453.125,1.3333333333333333,30,12.570053699169309,0.37025516224835153,0.43050087404306037,943015.70873629139,283830.38215143653,31050,11.194179052535441,0.89054345513855737,"-","-","-","-","-"]
[null,{"$f":"'ورودی نیروها'!C1354","v":"BASE"},{"$f":"'ورودی نیروها'!D1354","v":15},{"$f":"'ورودی نیروها'!E1354","v":"ACIS48"},"15 - ACIS48",{"$f":"ABS('ورودی نیروها'!H1354)","v":260414.4},{"$f":"ABS('ورودی نیروها'!I1354)","v":2527298.7239999999},{"$f":"ABS('ورودی نیروها'!J1354)","v":641539.821},{"$f":"VLOOKUP(C1361,'ورودی نیروها'!M$4:P$1000000,2,FALSE)","v":60},{"$f":"VLOOKUP(C1361,'ورودی نیروها'!M$4:P$1000000,3,FALSE)","v":45},{"$f":"VLOOKUP(C1361,'ورودی نیروها'!M$4:P$1000000,4,FALSE)","v":3},105,135,{"$f":"IF(VLOOKUP(C1361,'ورودی نیروها'!M$4:Q$1048576,5,FALSE)=0,IF(K1361=1,2*L1361+2*M1361,IF(K1361=2,L1361+2*M1361,IF(K1361=3,2*L1361+M1361,L1361+M1361))),VLOOKUP(C1361,'ورودی نیروها'!M$4:Q$1048576,5,FALSE))","v":345},1549125,1670625,1580464.2857142857,691453.125,1.3333333333333333,30,12.570053699169309,0.37025516224835153,0.43050087404306037,935745.39910467179,276183.45367392851,31050,9.3904095970037851,0.74704610033800811,"-","-","-","-","-"]
[null,{"$f":"'ورودی نیروها'!C1355","v":"BASE"},{"$f":"'ورودی نیروها'!D1355","v":15},{"$f":"'ورودی نیروها'!E1355","v":"ACIS49"},"15 - ACIS49",{"$f":"ABS('ورودی نیروها'!H1355)","v":31477.3},{"$f":"ABS('ورودی نیروها'!I1355)","v":664025.31599999999},{"$f":"ABS('ورودی نیروها'!J1355)","v":2144254.267},{"$f":"VLOOKUP(C1362,'ورودی نیروها'!M$4:P$1000000,2,FALSE)","v":60},{"$f":"VLOOKUP(C1362,'ورودی نیروها'!M$4:P$1000000,3,FALSE)","v":45},{"$f":"VLOOKUP(C1362,'ورودی نیروها'!M$4:P$1000000,4,FALSE)","v":3},105,135,{"$f":"IF(VLOOKUP(C1362,'ورودی نیروها'!M$4:Q$1048576,5,FALSE)=0,IF(K1362=1,2*L1362+2*M1362,IF(K1362=2,L1362+2*M1362,IF(K1362=3,2*L1362+M1362,L1362+M1362))),VLOOKUP(C1362,'ورودی نیروها'!M$4:Q$1048576,5,FALSE))","v":345},1549125,1670625,1580464.2857142857,691453.125,1.3333333333333333,30,12.570053699169309,0.37025516224835153,0.43050087404306037,245858.80111259289,923103.33611406176,31050,2.5074892494756305,0.19948118834538772,"-","-","-","-","-"]
[null,{"$f":"'ورودی نیروها'!C1356","v":"BASE"},{"$f":"'ورودی نیروها'!D1356","v":15},{"$f":"'ورودی نیروها'!E1356","v":"ACIS50"},"15 - ACIS50",{"$f":"ABS('ورودی نیروها'!H1356)","v":24040.63},{"$f":"ABS('ورودی نیروها'!I1356)","v":683661.26},{"$f":"ABS('ورودی نیروها'!J1356)","v":2162017.1310000001},{"$f":"VLOOKUP(C1363,'ورودی نیروها'!M$4:P$1000000,2,FALSE)","v":60},{"$f":"VLOOKUP(C1363,'ورودی نیروها'!M$4:P$1000000,3,FALSE)","v":45},{"$f":"VLOOKUP(C1363,'ورودی نیروها'!M$4:P$1000000,4,FALSE)","v":3},105,135,{"$f":"IF(VLOOKUP(C1363,'ورودی نیروها'!M$4:Q$1048576,5,FALSE)=0,IF(K1363=1,2*L1363+2*M1363,IF(K1363=2,L1363+2*M1363,IF(K1363=3,2*L1363+M1363,L1363+M1363))),VLOOKUP(C1363,'ورودی نیروها'!M$4:Q$1048576,5,FALSE))","v":345},1549125,1670625,1580464.2857142857,691453.125,1.3333333333333333,30,12.570053699169309,0.37025516224835153,0.43050087404306037,253129.11074421243,930750.26459156978,31050,2.2837353555708937,0.1816806363939252,"-","-","-","-","-"]
[null,{"$f":"'ورودی نیروها'!C1357","v":"BASE"},{"$f":"'ورودی نیروها'!D1357","v":15},{"$f":"'ورودی نیروها'!E1357","v":"ACIS51"},"15 - ACIS51",{"$f":"ABS('ورودی نیروها'!H1357)","v":72932.19},{"$f":"ABS('ورودی نیروها'!I1357)","v":798004.24100000004},{"$f":"ABS('ورودی نیروها'!J1357)","v":2113525.6150000002},{"$f":"VLOOKUP(C1364,'ورودی نیروها'!M$4:P$1000000,2,FALSE)","v":60},{"$f":"VLOOKUP(C1364,'ورودی نیروها'!M$4:P$1000000,3,FALSE)","v":45},{"$f":"VLOOKUP(C1364,'ورودی نیروها'!M$4:P$1000000,4,FALSE)","v":3},105,135,{"$f":"IF(VLOOKUP(C1364,'ورودی نیروها'!M$4:Q$1048576,5,FALSE)=0,IF(K1364=1,2*L1364+2*M1364,IF(K1364=2,L1364+2*M1364,IF(K1364=3,2*L1364+M1364,L1364+M1364))),VLOOKUP(C1364,'ورودی نیروها'!M$4:Q$1048576,5,FALSE))","v":345},1549125,1670625,1580464.2857142857,691453.125,1.3333333333333333,30,12.570053699169309,0.37025516224835153,0.43050087404306037,295465.1897263276,909874.62456989684,31050,3.8554808207669726,0.30671951870991304,"-","-","-","-","-"]
[null,{"$f":"'ورودی نیروها'!C1358","v":"BASE"},{"$f":"'ورودی نیروها'!D1358","v":15},{"$f":"'ورودی نیروها'!E1358","v":"ACIS52"},"15 - ACIS52",{"$f":"ABS('ورودی نیروها'!H1358)","v":17414.259999999998},{"$f":"ABS('ورودی نیروها'!I1358)","v":778368.29599999997},{"$f":"ABS('ورودی نیروها'!J1358)","v":2131288.4789999998},{"$f":"VLOOKUP(C1365,'ورودی نیروها'!M$4:P$1000000,2,FALSE)","v":60},{"$f":"VLOOKUP(C1365,'ورودی نیروها'!M$4:P$1000000,3,FALSE)","v":45},{"$f":"VLOOKUP(C1365,'ورودی نیروها'!M$4:P$1000000,4,FALSE)","v":3},105,135,{"$f":"IF(VLOOKUP(C1365,'ورودی نیروها'!M$4:Q$1048576,5,FALSE)=0,IF(K1365=1,2*L1365+2*M1365,IF(K1365=2,L1365+2*M1365,IF(K1365=3,2*L1365+M1365,L1365+M1365))),VLOOKUP(C1365,'ورودی نیروها'!M$4:Q$1048576,5,FALSE))","v":345},1549125,1670625,1580464.2857142857,691453.125,1.3333333333333333,30,12.570053699169309,0.37025516224835153,0.43050087404306037,288194.87972445291,917521.55304740462,31050,2.0738297941450883,0.1649817768306063,"-","-","-","-","-"]
[null,{"$f":"'ورودی نیروها'!C1359","v":"BASE"},{"$f":"'ورودی نیروها'!D1359","v":15},{"$f":"'ورودی نیروها'!E1359","v":"ACIS54"},"15 - ACIS54",{"$f":"ABS('ورودی نیروها'!H1359)","v":225601.3},{"$f":"ABS('ورودی نیروها'!I1359)","v":693486.44499999995},{"$f":"ABS('ورودی نیروها'!J1359)","v":2206781.3250000002},{"$f":"VLOOKUP(C1366,'ورودی نیروها'!M$4:P$1000000,2,FALSE)","v":60},{"$f":"VLOOKUP(C1366,'ورودی نیروها'!M$4:P$1000000,3,FALSE)","v":45},{"$f":"VLOOKUP(C1366,'ورودی نیروها'!M$4:P$1000000,4,FALSE)","v":3},105,135,{"$f":"IF(VLOOKUP(C1366,'ورودی نیروها'!M$4:Q$1048576,5,FALSE)=0,IF(K1366=1,2*L1366+2*M1366,IF(K1366=2,L1366+2*M1366,IF(K1366=3,2*L1366+M1366,L1366+M1366))),VLOOKUP(C1366,'ورودی نیروها'!M$4:Q$1048576,5,FALSE))","v":345},1549125,1670625,1580464.2857142857,691453.125,1.3333333333333333,30,12.570053699169309,0.37025516224835153,0.43050087404306037,256766.9362105075,950021.28923440294,31050,8.8054409488420937,0.70050941384792975,"-","-","-","-","-"]
[null,{"$f":"'ورودی نیروها'!C1360","v":"BASE"},{"$f":"'ورودی نیروها'!D1360","v":15},{"$f":"'ورودی نیروها'!E1360","v":"ACIS55"},"15 - ACIS55",{"$f":"ABS('ورودی نیروها'!H1360)","v":267056.19},{"$f":"ABS('ورودی نیروها'!I1360)","v":768543.11199999996},{"$f":"ABS('ورودی نیروها'!J1360)","v":2237509.977},{"$f":"VLOOKUP(C1367,'ورودی نیروها'!M$4:P$1000000,2,FALSE)","v":60},{"$f":"VLOOKUP(C1367,'ورودی نیروها'!M$4:P$1000000,3,FALSE)","v":45},{"$f":"VLOOKUP(C1367,'ورودی نیروها'!M$4:P$1000000,4,FALSE)","v":3},105,135,{"$f":"IF(VLOOKUP(C1367,'ورودی نیروها'!M$4:Q$1048576,5,FALSE)=0,IF(K1367=1,2*L1367+2*M1367,IF(K1367=2,L1367+2*M1367,IF(K1367=3,2*L1367+M1367,L1367+M1367))),VLOOKUP(C1367,'ورودی نیروها'!M$4:Q$1048576,5,FALSE))","v":345},1549125,1670625,1580464.2857142857,691453.125,1.3333333333333333,30,12.570053699169309,0.37025516224835153,0.43050087404306037,284557.054628413,963250.00077856786,31050,10.177613066357626,0.80967140713410102,"-","-","-","-","-"]
[null,{"$f":"'ورودی نیروها'!C1361","v":"BASE"},{"$f":"'ورودی نیروها'!D1361","v":15},{"$f":"'ورودی نیروها'!E1361","v":"ACIS56"},"15 - ACIS56",{"$f":"ABS('ورودی نیروها'!H1361)","v":211538.26},{"$f":"ABS('ورودی نیروها'!I1361)","v":748907.16700000002},{"$f":"ABS('ورودی نیروها'!J1361)","v":2219747.1129999999},{"$f":"VLOOKUP(C1368,'ورودی نیروها'!M$4:P$1000000,2,FALSE)","v":60},{"$f":"VLOOKUP(C1368,'ورودی نیروها'!M$4:P$1000000,3,FALSE)","v":45},{"$f":"VLOOKUP(C1368,'ورودی نیروها'!M$4:P$1000000,4,FALSE)","v":3},105,135,{"$f":"IF(VLOOKUP(C1368,'ورودی نیروها'!M$4:Q$1048576,5,FALSE)=0,IF(K1368=1,2*L1368+2*M1368,IF(K1368=2,L1368+2*M1368,IF(K1368=3,2*L1368+M1368,L1368+M1368))),VLOOKUP(C1368,'ورودی نیروها'!M$4:Q$1048576,5,FALSE))","v":345},1549125,1670625,1580464.2857142857,691453.125,1.3333333333333333,30,12.570053699169309,0.37025516224835153,0.43050087404306037,277286.7446265383,955603.07230105984,31050,8.3738436105869578,0.6661740523145373,"-","-","-","-","-"]
[null,{"$f":"'ورودی نیروها'!C1362","v":"BASE"},{"$f":"'ورودی نیروها'!D1362","v":15},{"$f":"'ورودی نیروها'!E1362","v":"ACIS57"},"15 - ACIS57",{"$f":"ABS('ورودی نیروها'!H1362)","v":35188.980000000003},{"$f":"ABS('ورودی نیروها'!I1362)","v":704994.56799999997},{"$f":"ABS('ورودی نیروها'!J1362)","v":2043014.166},{"$f":"VLOOKUP(C1369,'ورودی نیروها'!M$4:P$1000000,2,FALSE)","v":60},{"$f":"VLOOKUP(C1369,'ورودی نیروها'!M$4:P$1000000,3,FALSE)","v":45},{"$f":"VLOOKUP(C1369,'ورودی نیروها'!M$4:P$1000000,4,FALSE)","v":3},105,135,{"$f":"IF(VLOOKUP(C1369,'ورودی نیروها'!M$4:Q$1048576,5,FALSE)=0,IF(K1369=1,2*L1369+2*M1369,IF(K1369=2,L1369+2*M1369,IF(K1369=3,2*L1369+M1369,L1369+M1369))),VLOOKUP(C1369,'ورودی نیروها'!M$4:Q$1048576,5,FALSE))","v":345},1549125,1670625,1580464.2857142857,691453.125,1.3333333333333333,30,12.570053699169309,0.37025516224835153,0.43050087404306037,261027.87815904649,879519.38414535404,31050,2.5737876840173892,0.20475550428137612,"-","-","-","-","-"]
[null,{"$f":"'ورودی نیروها'!C1363","v":"BASE"},{"$f":"'ورودی نیروها'!D1363","v":15},{"$f":"'ورودی نیروها'!E1363","v":"ACIS58"},"15 - ACIS58",{"$f":"ABS('ورودی نیروها'!H1363)","v":20328.95},{"$f":"ABS('ورودی نیروها'!I1363)","v":724630.51300000004},{"$f":"ABS('ورودی نیروها'!J1363)","v":2060777.03},{"$f":"VLOOKUP(C1370,'ورودی نیروها'!M$4:P$1000000,2,FALSE)","v":60},{"$f":"VLOOKUP(C1370,'ورودی نیروها'!M$4:P$1000000,3,FALSE)","v":45},{"$f":"VLOOKUP(C1370,'ورودی نیروها'!M$4:P$1000000,4,FALSE)","v":3},105,135,{"$f":"IF(VLOOKUP(C1370,'ورودی نیروها'!M$4:Q$1048576,5,FALSE)=0,IF(K1370=1,2*L1370+2*M1370,IF(K1370=2,L1370+2*M1370,IF(K1370=3,2*L1370+M1370,L1370+M1370))),VLOOKUP(C1370,'ورودی نیروها'!M$4:Q$1048576,5,FALSE))","v":345},1549125,1670625,1580464.2857142857,691453.125,1.3333333333333333,30,12.570053699169309,0.37025516224835153,0.43050087404306037,268298.18816092121,887166.31262286205,31050,2.1109561736044795,0.16793533457569731,"-","-","-","-","-"]
[null,{"$f":"'ورودی نیروها'!C1364","v":"BASE"},{"$f":"'ورودی نیروها'!D1364","v":15},{"$f":"'ورودی نیروها'!E1364","v":"ACIS59"},"15 - ACIS59",{"$f":"ABS('ورودی نیروها'!H1364)","v":76643.87},{"$f":"ABS('ورودی نیروها'!I1364)","v":757034.98800000001},{"$f":"ABS('ورودی نیروها'!J1364)","v":2012285.5149999999},{"$f":"VLOOKUP(C1371,'ورودی نیروها'!M$4:P$1000000,2,FALSE)","v":60},{"$f":"VLOOKUP(C1371,'ورودی نیروها'!M$4:P$1000000,3,FALSE)","v":45},{"$f":"VLOOKUP(C1371,'ورودی نیروها'!M$4:P$1000000,4,FALSE)","v":3},105,135,{"$f":"IF(VLOOKUP(C1371,'ورودی نیروها'!M$4:Q$1048576,5,FALSE)=0,IF(K1371=1,2*L1371+2*M1371,IF(K1371=2,L1371+2*M1371,IF(K1371=3,2*L1371+M1371,L1371+M1371))),VLOOKUP(C1371,'ورودی نیروها'!M$4:Q$1048576,5,FALSE))","v":345},1549125,1670625,1580464.2857142857,691453.125,1.3333333333333333,30,12.570053699169309,0.37025516224835153,0.43050087404306037,280296.11230961885,866290.67303168983,31050,3.9021951975350375,0.31043584147877695,"-","-","-","-","-"]
[null,{"$f":"'ورودی نیروها'!C1365","v":"BASE"},{"$f":"'ورودی نیروها'!D1365","v":15},{"$f":"'ورودی نیروها'!E1365","v":"ACIS60"},"15 - ACIS60",{"$f":"ABS('ورودی نیروها'!H1365)","v":21125.94},{"$f":"ABS('ورودی نیروها'!I1365)","v":737399.04399999999},{"$f":"ABS('ورودی نیروها'!J1365)","v":2030048.379},{"$f":"VLOOKUP(C1372,'ورودی نیروها'!M$4:P$1000000,2,FALSE)","v":60},{"$f":"VLOOKUP(C1372,'ورودی نیروها'!M$4:P$1000000,3,FALSE)","v":45},{"$f":"VLOOKUP(C1372,'ورودی نیروها'!M$4:P$1000000,4,FALSE)","v":3},105,135,{"$f":"IF(VLOOKUP(C1372,'ورودی نیروها'!M$4:Q$1048576,5,FALSE)=0,IF(K1372=1,2*L1372+2*M1372,IF(K1372=2,L1372+2*M1372,IF(K1372=3,2*L1372+M1372,L1372+M1372))),VLOOKUP(C1372,'ورودی نیروها'!M$4:Q$1048576,5,FALSE))","v":345},1549125,1670625,1580464.2857142857,691453.125,1.3333333333333333,30,12.570053699169309,0.37025516224835153,0.43050087404306037,273025.80267799931,873937.60150919785,31050,2.1205441711521629,0.16869809961848445,"-","-","-","-","-"]
[null,{"$f":"'ورودی نیروها'!C1366","v":"BASE"},{"$f":"'ورودی نیروها'!D1366","v":15},{"$f":"'ورودی نیروها'!E1366","v":"ACIS61"},"15 - ACIS61",{"$f":"ABS('ورودی نیروها'!H1366)","v":221889.62},{"$f":"ABS('ورودی نیروها'!I1366)","v":652517.19200000004},{"$f":"ABS('ورودی نیروها'!J1366)","v":2105541.2250000001},{"$f":"VLOOKUP(C1373,'ورودی نیروها'!M$4:P$1000000,2,FALSE)","v":60},{"$f":"VLOOKUP(C1373,'ورودی نیروها'!M$4:P$1000000,3,FALSE)","v":45},{"$f":"VLOOKUP(C1373,'ورودی نیروها'!M$4:P$1000000,4,FALSE)","v":3},105,135,{"$f":"IF(VLOOKUP(C1373,'ورودی نیروها'!M$4:Q$1048576,5,FALSE)=0,IF(K1373=1,2*L1373+2*M1373,IF(K1373=2,L1373+2*M1373,IF(K1373=3,2*L1373+M1373,L1373+M1373))),VLOOKUP(C1373,'ورودی نیروها'!M$4:Q$1048576,5,FALSE))","v":345},1549125,1670625,1580464.2857142857,691453.125,1.3333333333333333,30,12.570053699169309,0.37025516224835153,0.43050087404306037,241597.85879379878,906437.33769619605,31050,8.6130777088629777,0.68520611884356331,"-","-","-","-","-"]
[null,{"$f":"'ورودی نیروها'!C1367","v":"BASE"},{"$f":"'ورودی نیروها'!D1367","v":15},{"$f":"'ورودی نیروها'!E1367","v":"ACIS62"},"15 - ACIS62",{"$f":"ABS('ورودی نیروها'!H1367)","v":166371.69},{"$f":"ABS('ورودی نیروها'!I1367)","v":672153.13600000006},{"$f":"ABS('ورودی نیروها'!J1367)","v":2087778.361},{"$f":"VLOOKUP(C1374,'ورودی نیروها'!M$4:P$1000000,2,FALSE)","v":60},{"$f":"VLOOKUP(C1374,'ورودی نیروها'!M$4:P$1000000,3,FALSE)","v":45},{"$f":"VLOOKUP(C1374,'ورودی نیروها'!M$4:P$1000000,4,FALSE)","v":3},105,135,{"$f":"IF(VLOOKUP(C1374,'ورودی نیروها'!M$4:Q$1048576,5,FALSE)=0,IF(K1374=1,2*L1374+2*M1374,IF(K1374=2,L1374+2*M1374,IF(K1374=3,2*L1374+M1374,L1374+M1374))),VLOOKUP(C1374,'ورودی نیروها'!M$4:Q$1048576,5,FALSE))","v":345},1549125,1670625,1580464.2857142857,691453.125,1.3333333333333333,30,12.570053699169309,0.37025516224835153,0.43050087404306037,248868.16842541832,898790.40921868803,31050,6.8186945967595403,0.54245548666273025,"-","-","-","-","-"]
[null,{"$f":"'ورودی نیروها'!C1368","v":"BASE"},{"$f":"'ورودی نیروها'!D1368","v":15},{"$f":"'ورودی نیروها'!E1368","v":"ACIS64"},"15 - ACIS64",{"$f":"ABS('ورودی نیروها'!H1368)","v":263344.52},{"$f":"ABS('ورودی نیروها'!I1368)","v":809512.36399999994},{"$f":"ABS('ورودی نیروها'!J1368)","v":2136269.8760000002},{"$f":"VLOOKUP(C1375,'ورودی نیروها'!M$4:P$1000000,2,FALSE)","v":60},{"$f":"VLOOKUP(C1375,'ورودی نیروها'!M$4:P$1000000,3,FALSE)","v":45},{"$f":"VLOOKUP(C1375,'ورودی نیروها'!M$4:P$1000000,4,FALSE)","v":3},105,135,{"$f":"IF(VLOOKUP(C1375,'ورودی نیروها'!M$4:Q$1048576,5,FALSE)=0,IF(K1375=1,2*L1375+2*M1375,IF(K1375=2,L1375+2*M1375,IF(K1375=3,2*L1375+M1375,L1375+M1375))),VLOOKUP(C1375,'ورودی نیروها'!M$4:Q$1048576,5,FALSE))","v":345},1549125,1670625,1580464.2857142857,691453.125,1.3333333333333333,30,12.570053699169309,0.37025516224835153,0.43050087404306037,299726.1316748666,919666.04880986025,31050,10.004834206213394,0.79592613091816489,"-","-","-","-","-"]
[null,{"$f":"'ورودی نیروها'!C1369","v":"BASE"},{"$f":"'ورودی نیروها'!D1369","v":15},{"$f":"'ورودی نیروها'!E1369","v":"ACIS65"},"15 - ACIS65",{"$f":"ABS('ورودی نیروها'!H1369)","v":27765.62},{"$f":"ABS('ورودی نیروها'!I1369)","v":623056.06299999997},{"$f":"ABS('ورودی نیروها'!J1369)","v":2245494.3670000001},{"$f":"VLOOKUP(C1376,'ورودی نیروها'!M$4:P$1000000,2,FALSE)","v":60},{"$f":"VLOOKUP(C1376,'ورودی نیروها'!M$4:P$1000000,3,FALSE)","v":45},{"$f":"VLOOKUP(C1376,'ورودی نیروها'!M$4:P$1000000,4,FALSE)","v":3},105,135,{"$f":"IF(VLOOKUP(C1376,'ورودی نیروها'!M$4:Q$1048576,5,FALSE)=0,IF(K1376=1,2*L1376+2*M1376,IF(K1376=2,L1376+2*M1376,IF(K1376=3,2*L1376+M1376,L1376+M1376))),VLOOKUP(C1376,'ورودی نیروها'!M$4:Q$1048576,5,FALSE))","v":345},1549125,1670625,1580464.2857142857,691453.125,1.3333333333333333,30,12.570053699169309,0.37025516224835153,0.43050087404306037,230689.72369588411,966687.28765226866,31050,2.44119081407226,0.19420687234085451,"-","-","-","-","-"]
[null,{"$f":"'ورودی نیروها'!C1370","v":"BASE"},{"$f":"'ورودی نیروها'!D1370","v":15},{"$f":"'ورودی نیروها'!E1370","v":"ACIS67"},"15 - ACIS67",{"$f":"ABS('ورودی نیروها'!H1370)","v":27752.31},{"$f":"ABS('ورودی نیروها'!I1370)","v":642692.00699999998},{"$f":"ABS('ورودی نیروها'!J1370)","v":2263257.2310000001},{"$f":"VLOOKUP(C1377,'ورودی نیروها'!M$4:P$1000000,2,FALSE)","v":60},{"$f":"VLOOKUP(C1377,'ورودی نیروها'!M$4:P$1000000,3,FALSE)","v":45},{"$f":"VLOOKUP(C1377,'ورودی نیروها'!M$4:P$1000000,4,FALSE)","v":3},105,135,{"$f":"IF(VLOOKUP(C1377,'ورودی نیروها'!M$4:Q$1048576,5,FALSE)=0,IF(K1377=1,2*L1377+2*M1377,IF(K1377=2,L1377+2*M1377,IF(K1377=3,2*L1377+M1377,L1377+M1377))),VLOOKUP(C1377,'ورودی نیروها'!M$4:Q$1048576,5,FALSE))","v":345},1549125,1670625,1580464.2857142857,691453.125,1.3333333333333333,30,12.570053699169309,0.37025516224835153,0.43050087404306037,237960.03332750368,974334.21612977667,31050,2.456514536914705,0.19542593816262246,"-","-","-","-","-"]
[null,{"$f":"'ورودی نیروها'!C1371","v":"BASE"},{"$f":"'ورودی نیروها'!D1371","v":15},{"$f":"'ورودی نیروها'!E1371","v":"ACIS68"},"15 - ACIS68",{"$f":"ABS('ورودی نیروها'!H1371)","v":13702.58},{"$f":"ABS('ورودی نیروها'!I1371)","v":819337.549},{"$f":"ABS('ورودی نیروها'!J1371)","v":2232528.5789999999},{"$f":"VLOOKUP(C1378,'ورودی نیروها'!M$4:P$1000000,2,FALSE)","v":60},{"$f":"VLOOKUP(C1378,'ورودی نیروها'!M$4:P$1000000,3,FALSE)","v":45},{"$f":"VLOOKUP(C1378,'ورودی نیروها'!M$4:P$1000000,4,FALSE)","v":3},105,135,{"$f":"IF(VLOOKUP(C1378,'ورودی نیروها'!M$4:Q$1048576,5,FALSE)=0,IF(K1378=1,2*L1378+2*M1378,IF(K1378=2,L1378+2*M1378,IF(K1378=3,2*L1378+M1378,L1378+M1378))),VLOOKUP(C1378,'ورودی نیروها'!M$4:Q$1048576,5,FALSE))","v":345},1549125,1670625,1580464.2857142857,691453.125,1.3333333333333333,30,12.570053699169309,0.37025516224835153,0.43050087404306037,303363.95714116166,961105.50458561152,31050,2.0271154173770229,0.16126545406174236,"-","-","-","-","-"]
[null,{"$f":"'ورودی نیروها'!C1372","v":"BASE"},{"$f":"'ورودی نیروها'!D1372","v":15},{"$f":"'ورودی نیروها'!E1372","v":"ACIS69"},"15 - ACIS69",{"$f":"ABS('ورودی نیروها'!H1372)","v":229312.98},{"$f":"ABS('ورودی نیروها'!I1372)","v":734455.69700000004},{"$f":"ABS('ورودی نیروها'!J1372)","v":2308021.4249999998},{"$f":"VLOOKUP(C1379,'ورودی نیروها'!M$4:P$1000000,2,FALSE)","v":60},{"$f":"VLOOKUP(C1379,'ورودی نیروها'!M$4:P$1000000,3,FALSE)","v":45},{"$f":"VLOOKUP(C1379,'ورودی نیروها'!M$4:P$1000000,4,FALSE)","v":3},105,135,{"$f":"IF(VLOOKUP(C1379,'ورودی نیروها'!M$4:Q$1048576,5,FALSE)=0,IF(K1379=1,2*L1379+2*M1379,IF(K1379=2,L1379+2*M1379,IF(K1379=3,2*L1379+M1379,L1379+M1379))),VLOOKUP(C1379,'ورودی نیروها'!M$4:Q$1048576,5,FALSE))","v":345},1549125,1670625,1580464.2857142857,691453.125,1.3333333333333333,30,12.570053699169309,0.37025516224835153,0.43050087404306037,271936.01325696113,993605.2407726096,31050,8.9978041885822027,0.71581270883328219,"-","-","-","-","-"]
[null,{"$f":"'ورودی نیروها'!C1373","v":"BASE"},{"$f":"'ورودی نیروها'!D1373","v":15},{"$f":"'ورودی نیروها'!E1373","v":"ACIS70"},"15 - ACIS70",{"$f":"ABS('ورودی نیروها'!H1373)","v":173795.05},{"$f":"ABS('ورودی نیروها'!I1373)","v":754091.64199999999},{"$f":"ABS('ورودی نیروها'!J1373)","v":2290258.5610000002},{"$f":"VLOOKUP(C1380,'ورودی نیروها'!M$4:P$1000000,2,FALSE)","v":60},{"$f":"VLOOKUP(C1380,'ورودی نیروها'!M$4:P$1000000,3,FALSE)","v":45},{"$f":"VLOOKUP(C1380,'ورودی نیروها'!M$4:P$1000000,4,FALSE)","v":3},105,135,{"$f":"IF(VLOOKUP(C1380,'ورودی نیروها'!M$4:Q$1048576,5,FALSE)=0,IF(K1380=1,2*L1380+2*M1380,IF(K1380=2,L1380+2*M1380,IF(K1380=3,2*L1380+M1380,L1380+M1380))),VLOOKUP(C1380,'ورودی نیروها'!M$4:Q$1048576,5,FALSE))","v":345},1549125,1670625,1580464.2857142857,691453.125,1.3333333333333333,30,12.570053699169309,0.37025516224835153,0.43050087404306037,279206.32325883582,985958.31229510182,31050,7.203421076717774,0.57306207667146336,"-","-","-","-","-"]
[null,{"$f":"'ورودی نیروها'!C1374","v":"BASE"},{"$f":"'ورودی نیروها'!D1374","v":15},{"$f":"'ورودی نیروها'!E1374","v":"ACIS71"},"15 - ACIS71",{"$f":"ABS('ورودی نیروها'!H1374)","v":270767.87},{"$f":"ABS('ورودی نیروها'!I1374)","v":727573.85900000005},{"$f":"ABS('ورودی نیروها'!J1374)","v":2338750.077},{"$f":"VLOOKUP(C1381,'ورودی نیروها'!M$4:P$1000000,2,FALSE)","v":60},{"$f":"VLOOKUP(C1381,'ورودی نیروها'!M$4:P$1000000,3,FALSE)","v":45},{"$f":"VLOOKUP(C1381,'ورودی نیروها'!M$4:P$1000000,4,FALSE)","v":3},105,135,{"$f":"IF(VLOOKUP(C1381,'ورودی نیروها'!M$4:Q$1048576,5,FALSE)=0,IF(K1381=1,2*L1381+2*M1381,IF(K1381=2,L1381+2*M1381,IF(K1381=3,2*L1381+M1381,L1381+M1381))),VLOOKUP(C1381,'ورودی نیروها'!M$4:Q$1048576,5,FALSE))","v":345},1549125,1670625,1580464.2857142857,691453.125,1.3333333333333333,30,12.570053699169309,0.37025516224835153,0.43050087404306037,269387.97721170424,1006833.9523167748,31050,10.350392247701436,0.82341670890279817,"-","-","-","-","-"]
[null,{"$f":"'ورودی نیروها'!C1375","v":"BASE"},{"$f":"'ورودی نیروها'!D1375","v":15},{"$f":"'ورودی نیروها'!E1375","v":"ACIS72"},"15 - ACIS72",{"$f":"ABS('ورودی نیروها'!H1375)","v":215249.94},{"$f":"ABS('ورودی نیروها'!I1375)","v":707937.91500000004},{"$f":"ABS('ورودی نیروها'!J1375)","v":2320987.213},{"$f":"VLOOKUP(C1382,'ورودی نیروها'!M$4:P$1000000,2,FALSE)","v":60},{"$f":"VLOOKUP(C1382,'ورودی نیروها'!M$4:P$1000000,3,FALSE)","v":45},{"$f":"VLOOKUP(C1382,'ورودی نیروها'!M$4:P$1000000,4,FALSE)","v":3},105,135,{"$f":"IF(VLOOKUP(C1382,'ورودی نیروها'!M$4:Q$1048576,5,FALSE)=0,IF(K1382=1,2*L1382+2*M1382,IF(K1382=2,L1382+2*M1382,IF(K1382=3,2*L1382+M1382,L1382+M1382))),VLOOKUP(C1382,'ورودی نیروها'!M$4:Q$1048576,5,FALSE))","v":345},1549125,1670625,1580464.2857142857,691453.125,1.3333333333333333,30,12.570053699169309,0.37025516224835153,0.43050087404306037,262117.6675800847,999187.02383926674,31050,8.5466227921697797,0.6799193541022488,"-","-","-","-","-"]
[null,{"$f":"'ورودی نیروها'!C1376","v":"BASE"},{"$f":"'ورودی نیروها'!D1376","v":15},{"$f":"'ورودی نیروها'!E1376","v":"ACIS73"},"15 - ACIS73",{"$f":"ABS('ورودی نیروها'!H1376)","v":51056.66},{"$f":"ABS('ورودی نیروها'!I1376)","v":2380037.86},{"$f":"ABS('ورودی نیروها'!J1376)","v":657241.90300000005},{"$f":"VLOOKUP(C1383,'ورودی نیروها'!M$4:P$1000000,2,FALSE)","v":60},{"$f":"VLOOKUP(C1383,'ورودی نیروها'!M$4:P$1000000,3,FALSE)","v":45},{"$f":"VLOOKUP(C1383,'ورودی نیروها'!M$4:P$1000000,4,FALSE)","v":3},105,135,{"$f":"IF(VLOOKUP(C1383,'ورودی نیروها'!M$4:Q$1048576,5,FALSE)=0,IF(K1383=1,2*L1383+2*M1383,IF(K1383=2,L1383+2*M1383,IF(K1383=3,2*L1383+M1383,L1383+M1383))),VLOOKUP(C1383,'ورودی نیروها'!M$4:Q$1048576,5,FALSE))","v":345},1549125,1670625,1580464.2857142857,691453.125,1.3333333333333333,30,12.570053699169309,0.37025516224835153,0.43050087404306037,881221.3040115193,282943.21369922435,31050,2.6223887355594786,0.20862191986759604,"-","-","-","-","-"]
[null,{"$f":"'ورودی نیروها'!C1377","v":"BASE"},{"$f":"'ورودی نیروها'!D1377","v":15},{"$f":"'ورودی نیروها'!E1377","v":"ACIS74"},"15 - ACIS74",{"$f":"ABS('ورودی نیروها'!H1377)","v":4461.2700000000004},{"$f":"ABS('ورودی نیروها'!I1377)","v":2399673.804},{"$f":"ABS('ورودی نیروها'!J1377)","v":675004.76699999999},{"$f":"VLOOKUP(C1384,'ورودی نیروها'!M$4:P$1000000,2,FALSE)","v":60},{"$f":"VLOOKUP(C1384,'ورودی نیروها'!M$4:P$1000000,3,FALSE)","v":45},{"$f":"VLOOKUP(C1384,'ورودی نیروها'!M$4:P$1000000,4,FALSE)","v":3},105,135,{"$f":"IF(VLOOKUP(C1384,'ورودی نیروها'!M$4:Q$1048576,5,FALSE)=0,IF(K1384=1,2*L1384+2*M1384,IF(K1384=2,L1384+2*M1384,IF(K1384=3,2*L1384+M1384,L1384+M1384))),VLOOKUP(C1384,'ورودی نیروها'!M$4:Q$1048576,5,FALSE))","v":345},1549125,1670625,1580464.2857142857,691453.125,1.3333333333333333,30,12.570053699169309,0.37025516224835153,0.43050087404306037,888491.6136431389,290590.1421767323,31050,1.1374844390782521,9.0491613345567712E-2,"-","-","-","-","-"]
[null,{"$f":"'ورودی نیروها'!C1378","v":"BASE"},{"$f":"'ورودی نیروها'!D1378","v":15},{"$f":"'ورودی نیروها'!E1378","v":"ACIS75"},"15 - ACIS75",{"$f":"ABS('ورودی نیروها'!H1378)","v":109293.86},{"$f":"ABS('ورودی نیروها'!I1378)","v":2388876.1979999999},{"$f":"ABS('ورودی نیروها'!J1378)","v":648068.77500000002},{"$f":"VLOOKUP(C1385,'ورودی نیروها'!M$4:P$1000000,2,FALSE)","v":60},{"$f":"VLOOKUP(C1385,'ورودی نیروها'!M$4:P$1000000,3,FALSE)","v":45},{"$f":"VLOOKUP(C1385,'ورودی نیروها'!M$4:P$1000000,4,FALSE)","v":3},105,135,{"$f":"IF(VLOOKUP(C1385,'ورودی نیروها'!M$4:Q$1048576,5,FALSE)=0,IF(K1385=1,2*L1385+2*M1385,IF(K1385=2,L1385+2*M1385,IF(K1385=3,2*L1385+M1385,L1385+M1385))),VLOOKUP(C1385,'ورودی نیروها'!M$4:Q$1048576,5,FALSE))","v":345},1549125,1670625,1580464.2857142857,691453.125,1.3333333333333333,30,12.570053699169309,0.37025516224835153,0.43050087404306037,884493.74428171513,278994.17407751543,31050,4.4943841646267852,0.35754693433996992,"-","-","-","-","-"]
[null,{"$f":"'ورودی نیروها'!C1379","v":"BASE"},{"$f":"'ورودی نیروها'!D1379","v":15},{"$f":"'ورودی نیروها'!E1379","v":"ACIS76"},"15 - ACIS76",{"$f":"ABS('ورودی نیروها'!H1379)","v":53775.93},{"$f":"ABS('ورودی نیروها'!I1379)","v":2408512.1430000002},{"$f":"ABS('ورودی نیروها'!J1379)","v":630305.91099999996},{"$f":"VLOOKUP(C1386,'ورودی نیروها'!M$4:P$1000000,2,FALSE)","v":60},{"$f":"VLOOKUP(C1386,'ورودی نیروها'!M$4:P$1000000,3,FALSE)","v":45},{"$f":"VLOOKUP(C1386,'ورودی نیروها'!M$4:P$1000000,4,FALSE)","v":3},105,135,{"$f":"IF(VLOOKUP(C1386,'ورودی نیروها'!M$4:Q$1048576,5,FALSE)=0,IF(K1386=1,2*L1386+2*M1386,IF(K1386=2,L1386+2*M1386,IF(K1386=3,2*L1386+M1386,L1386+M1386))),VLOOKUP(C1386,'ورودی نیروها'!M$4:Q$1048576,5,FALSE))","v":345},1549125,1670625,1580464.2857142857,691453.125,1.3333333333333333,30,12.570053699169309,0.37025516224835153,0.43050087404306037,891764.05428358994,271347.24560000742,31050,2.7000010527623566,0.21479630217815107,"-","-","-","-","-"]
[null,{"$f":"'ورودی نیروها'!C1380","v":"BASE"},{"$f":"'ورودی نیروها'!D1380","v":15},{"$f":"'ورودی نیروها'!E1380","v":"ACIS78"},"15 - ACIS78",{"$f":"ABS('ورودی نیروها'!H1380)","v":189239.64},{"$f":"ABS('ورودی نیروها'!I1380)","v":2493393.9939999999},{"$f":"ABS('ورودی نیروها'!J1380)","v":554813.06499999994},{"$f":"VLOOKUP(C1387,'ورودی نیروها'!M$4:P$1000000,2,FALSE)","v":60},{"$f":"VLOOKUP(C1387,'ورودی نیروها'!M$4:P$1000000,3,FALSE)","v":45},{"$f":"VLOOKUP(C1387,'ورودی نیروها'!M$4:P$1000000,4,FALSE)","v":3},105,135,{"$f":"IF(VLOOKUP(C1387,'ورودی نیروها'!M$4:Q$1048576,5,FALSE)=0,IF(K1387=1,2*L1387+2*M1387,IF(K1387=2,L1387+2*M1387,IF(K1387=3,2*L1387+M1387,L1387+M1387))),VLOOKUP(C1387,'ورودی نیروها'!M$4:Q$1048576,5,FALSE))","v":345},1549125,1670625,1580464.2857142857,691453.125,1.3333333333333333,30,12.570053699169309,0.37025516224835153,0.43050087404306037,923191.99779753527,238847.50941300925,31050,7.0360469028962687,0.55974676570882476,"-","-","-","-","-"]
[null,{"$f":"'ورودی نیروها'!C1381","v":"BASE"},{"$f":"'ورودی نیروها'!D1381","v":15},{"$f":"'ورودی نیروها'!E1381","v":"ACIS79"},"15 - ACIS79",{"$f":"ABS('ورودی نیروها'!H1381)","v":247476.84},{"$f":"ABS('ورودی نیروها'!I1381)","v":2484555.656},{"$f":"ABS('ورودی نیروها'!J1381)","v":750497.61300000001},{"$f":"VLOOKUP(C1388,'ورودی نیروها'!M$4:P$1000000,2,FALSE)","v":60},{"$f":"VLOOKUP(C1388,'ورودی نیروها'!M$4:P$1000000,3,FALSE)","v":45},{"$f":"VLOOKUP(C1388,'ورودی نیروها'!M$4:P$1000000,4,FALSE)","v":3},105,135,{"$f":"IF(VLOOKUP(C1388,'ورودی نیروها'!M$4:Q$1048576,5,FALSE)=0,IF(K1388=1,2*L1388+2*M1388,IF(K1388=2,L1388+2*M1388,IF(K1388=3,2*L1388+M1388,L1388+M1388))),VLOOKUP(C1388,'ورودی نیروها'!M$4:Q$1048576,5,FALSE))","v":345},1549125,1670625,1580464.2857142857,691453.125,1.3333333333333333,30,12.570053699169309,0.37025516224835153,0.43050087404306037,919919.55752733944,323089.87836373044,31050,9.0313624719261743,0.71848240970704935,"-","-","-","-","-"]
[null,{"$f":"'ورودی نیروها'!C1382","v":"BASE"},{"$f":"'ورودی نیروها'!D1382","v":15},{"$f":"'ورودی نیروها'!E1382","v":"ACIS80"},"15 - ACIS80",{"$f":"ABS('ورودی نیروها'!H1382)","v":191958.91},{"$f":"ABS('ورودی نیروها'!I1382)","v":2464919.7110000001},{"$f":"ABS('ورودی نیروها'!J1382)","v":732734.74899999995},{"$f":"VLOOKUP(C1389,'ورودی نیروها'!M$4:P$1000000,2,FALSE)","v":60},{"$f":"VLOOKUP(C1389,'ورودی نیروها'!M$4:P$1000000,3,FALSE)","v":45},{"$f":"VLOOKUP(C1389,'ورودی نیروها'!M$4:P$1000000,4,FALSE)","v":3},105,135,{"$f":"IF(VLOOKUP(C1389,'ورودی نیروها'!M$4:Q$1048576,5,FALSE)=0,IF(K1389=1,2*L1389+2*M1389,IF(K1389=2,L1389+2*M1389,IF(K1389=3,2*L1389+M1389,L1389+M1389))),VLOOKUP(C1389,'ورودی نیروها'!M$4:Q$1048576,5,FALSE))","v":345},1549125,1670625,1580464.2857142857,691453.125,1.3333333333333333,30,12.570053699169309,0.37025516224835153,0.43050087404306037,912649.24752546486,315442.94988622243,31050,7.2275930161555078,0.57498505488748575,"-","-","-","-","-"]
[null,{"$f":"'ورودی نیروها'!C1383","v":"BASE"},{"$f":"'ورودی نیروها'!D1383","v":15},{"$f":"'ورودی نیروها'!E1383","v":"ACIS81"},"15 - ACIS81",{"$f":"ABS('ورودی نیروها'!H1383)","v":46729.25},{"$f":"ABS('ورودی نیروها'!I1383)","v":2332401.6770000001},{"$f":"ABS('ورودی نیروها'!J1383)","v":774945.87699999998},{"$f":"VLOOKUP(C1390,'ورودی نیروها'!M$4:P$1000000,2,FALSE)","v":60},{"$f":"VLOOKUP(C1390,'ورودی نیروها'!M$4:P$1000000,3,FALSE)","v":45},{"$f":"VLOOKUP(C1390,'ورودی نیروها'!M$4:P$1000000,4,FALSE)","v":3},105,135,{"$f":"IF(VLOOKUP(C1390,'ورودی نیروها'!M$4:Q$1048576,5,FALSE)=0,IF(K1390=1,2*L1390+2*M1390,IF(K1390=2,L1390+2*M1390,IF(K1390=3,2*L1390+M1390,L1390+M1390))),VLOOKUP(C1390,'ورودی نیروها'!M$4:Q$1048576,5,FALSE))","v":345},1549125,1670625,1580464.2857142857,691453.125,1.3333333333333333,30,12.570053699169309,0.37025516224835153,0.43050087404306037,863583.7613459623,333614.87738456595,31050,2.5449170279919313,0.20245872363776074,"-","-","-","-","-"]
[null,{"$f":"'ورودی نیروها'!C1384","v":"BASE"},{"$f":"'ورودی نیروها'!D1384","v":15},{"$f":"'ورودی نیروها'!E1384","v":"ACIS82"},"15 - ACIS82",{"$f":"ABS('ورودی نیروها'!H1384)","v":8788.68},{"$f":"ABS('ورودی نیروها'!I1384)","v":2352037.6209999998},{"$f":"ABS('ورودی نیروها'!J1384)","v":792708.74100000004},{"$f":"VLOOKUP(C1391,'ورودی نیروها'!M$4:P$1000000,2,FALSE)","v":60},{"$f":"VLOOKUP(C1391,'ورودی نیروها'!M$4:P$1000000,3,FALSE)","v":45},{"$f":"VLOOKUP(C1391,'ورودی نیروها'!M$4:P$1000000,4,FALSE)","v":3},105,135,{"$f":"IF(VLOOKUP(C1391,'ورودی نیروها'!M$4:Q$1048576,5,FALSE)=0,IF(K1391=1,2*L1391+2*M1391,IF(K1391=2,L1391+2*M1391,IF(K1391=3,2*L1391+M1391,L1391+M1391))),VLOOKUP(C1391,'ورودی نیروها'!M$4:Q$1048576,5,FALSE))","v":345},1549125,1670625,1580464.2857142857,691453.125,1.3333333333333333,30,12.570053699169309,0.37025516224835153,0.43050087404306037,870854.07097758166,341261.80586207396,31050,1.3387508957619123,0.10650319623140382,"-","-","-","-","-"]
[null,{"$f":"'ورودی نیروها'!C1385","v":"BASE"},{"$f":"'ورودی نیروها'!D1385","v":15},{"$f":"'ورودی نیروها'!E1385","v":"ACIS83"},"15 - ACIS83",{"$f":"ABS('ورودی نیروها'!H1385)","v":104966.45},{"$f":"ABS('ورودی نیروها'!I1385)","v":2341240.0159999998},{"$f":"ABS('ورودی نیروها'!J1385)","v":530364.80000000005},{"$f":"VLOOKUP(C1392,'ورودی نیروها'!M$4:P$1000000,2,FALSE)","v":60},{"$f":"VLOOKUP(C1392,'ورودی نیروها'!M$4:P$1000000,3,FALSE)","v":45},{"$f":"VLOOKUP(C1392,'ورودی نیروها'!M$4:P$1000000,4,FALSE)","v":3},105,135,{"$f":"IF(VLOOKUP(C1392,'ورودی نیروها'!M$4:Q$1048576,5,FALSE)=0,IF(K1392=1,2*L1392+2*M1392,IF(K1392=2,L1392+2*M1392,IF(K1392=3,2*L1392+M1392,L1392+M1392))),VLOOKUP(C1392,'ورودی نیروها'!M$4:Q$1048576,5,FALSE))","v":345},1549125,1670625,1580464.2857142857,691453.125,1.3333333333333333,30,12.570053699169309,0.37025516224835153,0.43050087404306037,866856.2019864131,228322.50996167291,31050,4.2703467334088883,0.33972382581715571,"-","-","-","-","-"]
[null,{"$f":"'ورودی نیروها'!C1386","v":"BASE"},{"$f":"'ورودی نیروها'!D1386","v":15},{"$f":"'ورودی نیروها'!E1386","v":"ACIS84"},"15 - ACIS84",{"$f":"ABS('ورودی نیروها'!H1386)","v":49448.52},{"$f":"ABS('ورودی نیروها'!I1386)","v":2360875.96},{"$f":"ABS('ورودی نیروها'!J1386)","v":512601.93599999999},{"$f":"VLOOKUP(C1393,'ورودی نیروها'!M$4:P$1000000,2,FALSE)","v":60},{"$f":"VLOOKUP(C1393,'ورودی نیروها'!M$4:P$1000000,3,FALSE)","v":45},{"$f":"VLOOKUP(C1393,'ورودی نیروها'!M$4:P$1000000,4,FALSE)","v":3},105,135,{"$f":"IF(VLOOKUP(C1393,'ورودی نیروها'!M$4:Q$1048576,5,FALSE)=0,IF(K1393=1,2*L1393+2*M1393,IF(K1393=2,L1393+2*M1393,IF(K1393=3,2*L1393+M1393,L1393+M1393))),VLOOKUP(C1393,'ورودی نیروها'!M$4:Q$1048576,5,FALSE))","v":345},1549125,1670625,1580464.2857142857,691453.125,1.3333333333333333,30,12.570053699169309,0.37025516224835153,0.43050087404306037,874126.5116180327,220675.5814841649,31050,2.4759636213054499,0.19697319363632262,"-","-","-","-","-"]
[null,{"$f":"'ورودی نیروها'!C1387","v":"BASE"},{"$f":"'ورودی نیروها'!D1387","v":15},{"$f":"'ورودی نیروها'!E1387","v":"ACIS85"},"15 - ACIS85",{"$f":"ABS('ورودی نیروها'!H1387)","v":193567.05},{"$f":"ABS('ورودی نیروها'!I1387)","v":2445757.8119999999},{"$f":"ABS('ورودی نیروها'!J1387)","v":437109.09},{"$f":"VLOOKUP(C1394,'ورودی نیروها'!M$4:P$1000000,2,FALSE)","v":60},{"$f":"VLOOKUP(C1394,'ورودی نیروها'!M$4:P$1000000,3,FALSE)","v":45},{"$f":"VLOOKUP(C1394,'ورودی نیروها'!M$4:P$1000000,4,FALSE)","v":3},105,135,{"$f":"IF(VLOOKUP(C1394,'ورودی نیروها'!M$4:Q$1048576,5,FALSE)=0,IF(K1394=1,2*L1394+2*M1394,IF(K1394=2,L1394+2*M1394,IF(K1394=3,2*L1394+M1394,L1394+M1394))),VLOOKUP(C1394,'ورودی نیروها'!M$4:Q$1048576,5,FALSE))","v":345},1549125,1670625,1580464.2857142857,691453.125,1.3333333333333333,30,12.570053699169309,0.37025516224835153,0.43050087404306037,905554.45550223324,188175.84529716676,31050,7.0907476359295787,0.56409843630168188,"-","-","-","-","-"]
[null,{"$f":"'ورودی نیروها'!C1388","v":"BASE"},{"$f":"'ورودی نیروها'!D1388","v":15},{"$f":"'ورودی نیروها'!E1388","v":"ACIS86"},"15 - ACIS86",{"$f":"ABS('ورودی نیروها'!H1388)","v":138049.12},{"$f":"ABS('ورودی نیروها'!I1388)","v":2426121.8679999998},{"$f":"ABS('ورودی نیروها'!J1388)","v":454871.95400000003},{"$f":"VLOOKUP(C1395,'ورودی نیروها'!M$4:P$1000000,2,FALSE)","v":60},{"$f":"VLOOKUP(C1395,'ورودی نیروها'!M$4:P$1000000,3,FALSE)","v":45},{"$f":"VLOOKUP(C1395,'ورودی نیروها'!M$4:P$1000000,4,FALSE)","v":3},105,135,{"$f":"IF(VLOOKUP(C1395,'ورودی نیروها'!M$4:Q$1048576,5,FALSE)=0,IF(K1395=1,2*L1395+2*M1395,IF(K1395=2,L1395+2*M1395,IF(K1395=3,2*L1395+M1395,L1395+M1395))),VLOOKUP(C1395,'ورودی نیروها'!M$4:Q$1048576,5,FALSE))","v":345},1549125,1670625,1580464.2857142857,691453.125,1.3333333333333333,30,12.570053699169309,0.37025516224835153,0.43050087404306037,898284.14587061363,195822.77377467477,31050,5.309096609546704,0.42236069444138935,"-","-","-","-","-"]
[null,{"$f":"'ورودی نیروها'!C1389","v":"BASE"},{"$f":"'ورودی نیروها'!D1389","v":15},{"$f":"'ورودی نیروها'!E1389","v":"ACIS87"},"15 - ACIS87",{"$f":"ABS('ورودی نیروها'!H1389)","v":251804.25},{"$f":"ABS('ورودی نیروها'!I1389)","v":2436919.4730000002},{"$f":"ABS('ورودی نیروها'!J1389)","v":868201.58700000006},{"$f":"VLOOKUP(C1396,'ورودی نیروها'!M$4:P$1000000,2,FALSE)","v":60},{"$f":"VLOOKUP(C1396,'ورودی نیروها'!M$4:P$1000000,3,FALSE)","v":45},{"$f":"VLOOKUP(C1396,'ورودی نیروها'!M$4:P$1000000,4,FALSE)","v":3},105,135,{"$f":"IF(VLOOKUP(C1396,'ورودی نیروها'!M$4:Q$1048576,5,FALSE)=0,IF(K1396=1,2*L1396+2*M1396,IF(K1396=2,L1396+2*M1396,IF(K1396=3,2*L1396+M1396,L1396+M1396))),VLOOKUP(C1396,'ورودی نیروها'!M$4:Q$1048576,5,FALSE))","v":345},1549125,1670625,1580464.2857142857,691453.125,1.3333333333333333,30,12.570053699169309,0.37025516224835153,0.43050087404306037,902282.01486178243,373761.54204907216,31050,9.2326289286098326,0.73449399259288528,"-","-","-","-","-"]
[null,{"$f":"'ورودی نیروها'!C1390","v":"BASE"},{"$f":"'ورودی نیروها'!D1390","v":15},{"$f":"'ورودی نیروها'!E1390","v":"ACIS88"},"15 - ACIS88",{"$f":"ABS('ورودی نیروها'!H1390)","v":196286.32},{"$f":"ABS('ورودی نیروها'!I1390)","v":2417283.5290000001},{"$f":"ABS('ورودی نیروها'!J1390)","v":850438.723},{"$f":"VLOOKUP(C1397,'ورودی نیروها'!M$4:P$1000000,2,FALSE)","v":60},{"$f":"VLOOKUP(C1397,'ورودی نیروها'!M$4:P$1000000,3,FALSE)","v":45},{"$f":"VLOOKUP(C1397,'ورودی نیروها'!M$4:P$1000000,4,FALSE)","v":3},105,135,{"$f":"IF(VLOOKUP(C1397,'ورودی نیروها'!M$4:Q$1048576,5,FALSE)=0,IF(K1397=1,2*L1397+2*M1397,IF(K1397=2,L1397+2*M1397,IF(K1397=3,2*L1397+M1397,L1397+M1397))),VLOOKUP(C1397,'ورودی نیروها'!M$4:Q$1048576,5,FALSE))","v":345},1549125,1670625,1580464.2857142857,691453.125,1.3333333333333333,30,12.570053699169309,0.37025516224835153,0.43050087404306037,895011.70523016283,366114.61357156408,31050,7.4288594730781785,0.59099663779233613,"-","-","-","-","-"]
[null,{"$f":"'ورودی نیروها'!C1391","v":"BASE"},{"$f":"'ورودی نیروها'!D1391","v":15},{"$f":"'ورودی نیروها'!E1391","v":"ACIS89"},"15 - ACIS89",{"$f":"ABS('ورودی نیروها'!H1391)","v":55384.07},{"$f":"ABS('ورودی نیروها'!I1391)","v":2427674.0419999999},{"$f":"ABS('ورودی نیروها'!J1391)","v":539537.929},{"$f":"VLOOKUP(C1398,'ورودی نیروها'!M$4:P$1000000,2,FALSE)","v":60},{"$f":"VLOOKUP(C1398,'ورودی نیروها'!M$4:P$1000000,3,FALSE)","v":45},{"$f":"VLOOKUP(C1398,'ورودی نیروها'!M$4:P$1000000,4,FALSE)","v":3},105,135,{"$f":"IF(VLOOKUP(C1398,'ورودی نیروها'!M$4:Q$1048576,5,FALSE)=0,IF(K1398=1,2*L1398+2*M1398,IF(K1398=2,L1398+2*M1398,IF(K1398=3,2*L1398+M1398,L1398+M1398))),VLOOKUP(C1398,'ورودی نیروها'!M$4:Q$1048576,5,FALSE))","v":345},1549125,1670625,1580464.2857142857,691453.125,1.3333333333333333,30,12.570053699169309,0.37025516224835153,0.43050087404306037,898858.84630682133,232271.55001388266,31050,2.6998604428880166,0.21478511607841713,"-","-","-","-","-"]
[null,{"$f":"'ورودی نیروها'!C1392","v":"BASE"},{"$f":"'ورودی نیروها'!D1392","v":15},{"$f":"'ورودی نیروها'!E1392","v":"ACIS90"},"15 - ACIS90",{"$f":"ABS('ورودی نیروها'!H1392)","v":133.86000000000001},{"$f":"ABS('ورودی نیروها'!I1392)","v":2447309.986},{"$f":"ABS('ورودی نیروها'!J1392)","v":557300.79299999995},{"$f":"VLOOKUP(C1399,'ورودی نیروها'!M$4:P$1000000,2,FALSE)","v":60},{"$f":"VLOOKUP(C1399,'ورودی نیروها'!M$4:P$1000000,3,FALSE)","v":45},{"$f":"VLOOKUP(C1399,'ورودی نیروها'!M$4:P$1000000,4,FALSE)","v":3},105,135,{"$f":"IF(VLOOKUP(C1399,'ورودی نیروها'!M$4:Q$1048576,5,FALSE)=0,IF(K1399=1,2*L1399+2*M1399,IF(K1399=2,L1399+2*M1399,IF(K1399=3,2*L1399+M1399,L1399+M1399))),VLOOKUP(C1399,'ورودی نیروها'!M$4:Q$1048576,5,FALSE))","v":345},1549125,1670625,1580464.2857142857,691453.125,1.3333333333333333,30,12.570053699169309,0.37025516224835153,0.43050087404306037,906129.15593844093,239918.47849139065,31050,0.93621798215558272,7.4480030440717424E-2,"-","-","-","-","-"]
[null,{"$f":"'ورودی نیروها'!C1393","v":"BASE"},{"$f":"'ورودی نیروها'!D1393","v":15},{"$f":"'ورودی نیروها'!E1393","v":"ACIS91"},"15 - ACIS91",{"$f":"ABS('ورودی نیروها'!H1393)","v":113621.27},{"$f":"ABS('ورودی نیروها'!I1393)","v":2436512.3810000001},{"$f":"ABS('ورودی نیروها'!J1393)","v":765772.74899999995},{"$f":"VLOOKUP(C1400,'ورودی نیروها'!M$4:P$1000000,2,FALSE)","v":60},{"$f":"VLOOKUP(C1400,'ورودی نیروها'!M$4:P$1000000,3,FALSE)","v":45},{"$f":"VLOOKUP(C1400,'ورودی نیروها'!M$4:P$1000000,4,FALSE)","v":3},105,135,{"$f":"IF(VLOOKUP(C1400,'ورودی نیروها'!M$4:Q$1048576,5,FALSE)=0,IF(K1400=1,2*L1400+2*M1400,IF(K1400=2,L1400+2*M1400,IF(K1400=3,2*L1400+M1400,L1400+M1400))),VLOOKUP(C1400,'ورودی نیروها'!M$4:Q$1048576,5,FALSE))","v":345},1549125,1670625,1580464.2857142857,691453.125,1.3333333333333333,30,12.570053699169309,0.37025516224835153,0.43050087404306037,902131.28694727237,329665.83776285709,31050,4.7184215954610877,0.37537004283226766,"-","-","-","-","-"]
[null,{"$f":"'ورودی نیروها'!C1394","v":"BASE"},{"$f":"'ورودی نیروها'!D1394","v":15},{"$f":"'ورودی نیروها'!E1394","v":"ACIS92"},"15 - ACIS92",{"$f":"ABS('ورودی نیروها'!H1394)","v":58103.34},{"$f":"ABS('ورودی نیروها'!I1394)","v":2456148.3250000002},{"$f":"ABS('ورودی نیروها'!J1394)","v":748009.88500000001},{"$f":"VLOOKUP(C1401,'ورودی نیروها'!M$4:P$1000000,2,FALSE)","v":60},{"$f":"VLOOKUP(C1401,'ورودی نیروها'!M$4:P$1000000,3,FALSE)","v":45},{"$f":"VLOOKUP(C1401,'ورودی نیروها'!M$4:P$1000000,4,FALSE)","v":3},105,135,{"$f":"IF(VLOOKUP(C1401,'ورودی نیروها'!M$4:Q$1048576,5,FALSE)=0,IF(K1401=1,2*L1401+2*M1401,IF(K1401=2,L1401+2*M1401,IF(K1401=3,2*L1401+M1401,L1401+M1401))),VLOOKUP(C1401,'ورودی نیروها'!M$4:Q$1048576,5,FALSE))","v":345},1549125,1670625,1580464.2857142857,691453.125,1.3333333333333333,30,12.570053699169309,0.37025516224835153,0.43050087404306037,909401.59657889197,322018.90928534907,31050,2.9240384833576503,0.23261941065143463,"-","-","-","-","-"]
[null,{"$f":"'ورودی نیروها'!C1395","v":"BASE"},{"$f":"'ورودی نیروها'!D1395","v":15},{"$f":"'ورودی نیروها'!E1395","v":"ACIS93"},"15 - ACIS93",{"$f":"ABS('ورودی نیروها'!H1395)","v":184912.23},{"$f":"ABS('ورودی نیروها'!I1395)","v":2541030.1770000001},{"$f":"ABS('ورودی نیروها'!J1395)","v":672517.03899999999},{"$f":"VLOOKUP(C1402,'ورودی نیروها'!M$4:P$1000000,2,FALSE)","v":60},{"$f":"VLOOKUP(C1402,'ورودی نیروها'!M$4:P$1000000,3,FALSE)","v":45},{"$f":"VLOOKUP(C1402,'ورودی نیروها'!M$4:P$1000000,4,FALSE)","v":3},105,135,{"$f":"IF(VLOOKUP(C1402,'ورودی نیروها'!M$4:Q$1048576,5,FALSE)=0,IF(K1402=1,2*L1402+2*M1402,IF(K1402=2,L1402+2*M1402,IF(K1402=3,2*L1402+M1402,L1402+M1402))),VLOOKUP(C1402,'ورودی نیروها'!M$4:Q$1048576,5,FALSE))","v":345},1549125,1670625,1580464.2857142857,691453.125,1.3333333333333333,30,12.570053699169309,0.37025516224835153,0.43050087404306037,940829.5404630925,289519.17309835093,31050,6.9813461694793633,0.55539509508545104,"-","-","-","-","-"]
[null,{"$f":"'ورودی نیروها'!C1396","v":"BASE"},{"$f":"'ورودی نیروها'!D1396","v":15},{"$f":"'ورودی نیروها'!E1396","v":"ACIS94"},"15 - ACIS94",{"$f":"ABS('ورودی نیروها'!H1396)","v":129394.3},{"$f":"ABS('ورودی نیروها'!I1396)","v":2521394.233},{"$f":"ABS('ورودی نیروها'!J1396)","v":690279.90300000005},{"$f":"VLOOKUP(C1403,'ورودی نیروها'!M$4:P$1000000,2,FALSE)","v":60},{"$f":"VLOOKUP(C1403,'ورودی نیروها'!M$4:P$1000000,3,FALSE)","v":45},{"$f":"VLOOKUP(C1403,'ورودی نیروها'!M$4:P$1000000,4,FALSE)","v":3},105,135,{"$f":"IF(VLOOKUP(C1403,'ورودی نیروها'!M$4:Q$1048576,5,FALSE)=0,IF(K1403=1,2*L1403+2*M1403,IF(K1403=2,L1403+2*M1403,IF(K1403=3,2*L1403+M1403,L1403+M1403))),VLOOKUP(C1403,'ورودی نیروها'!M$4:Q$1048576,5,FALSE))","v":345},1549125,1670625,1580464.2857142857,691453.125,1.3333333333333333,30,12.570053699169309,0.37025516224835153,0.43050087404306037,933559.2308314729,297166.10157585895,31050,5.1996951430964886,0.41365735322515845,"-","-","-","-","-"]
[null,{"$f":"'ورودی نیروها'!C1397","v":"BASE"},{"$f":"'ورودی نیروها'!D1397","v":15},{"$f":"'ورودی نیروها'!E1397","v":"ACIS95"},"15 - ACIS95",{"$f":"ABS('ورودی نیروها'!H1397)","v":243149.43},{"$f":"ABS('ورودی نیروها'!I1397)","v":2532191.838},{"$f":"ABS('ورودی نیروها'!J1397)","v":632793.63899999997},{"$f":"VLOOKUP(C1404,'ورودی نیروها'!M$4:P$1000000,2,FALSE)","v":60},{"$f":"VLOOKUP(C1404,'ورودی نیروها'!M$4:P$1000000,3,FALSE)","v":45},{"$f":"VLOOKUP(C1404,'ورودی نیروها'!M$4:P$1000000,4,FALSE)","v":3},105,135,{"$f":"IF(VLOOKUP(C1404,'ورودی نیروها'!M$4:Q$1048576,5,FALSE)=0,IF(K1404=1,2*L1404+2*M1404,IF(K1404=2,L1404+2*M1404,IF(K1404=3,2*L1404+M1404,L1404+M1404))),VLOOKUP(C1404,'ورودی نیروها'!M$4:Q$1048576,5,FALSE))","v":345},1549125,1670625,1580464.2857142857,691453.125,1.3333333333333333,30,12.570053699169309,0.37025516224835153,0.43050087404306037,937557.09982264147,272418.21467838879,31050,8.8300960150035035,0.70247082680219897,"-","-","-","-","-"]
[null,{"$f":"'ورودی نیروها'!C1398","v":"BASE"},{"$f":"'ورودی نیروها'!D1398","v":15},{"$f":"'ورودی نیروها'!E1398","v":"ACIS96"},"15 - ACIS96",{"$f":"ABS('ورودی نیروها'!H1398)","v":187631.5},{"$f":"ABS('ورودی نیروها'!I1398)","v":2512555.8939999999},{"$f":"ABS('ورودی نیروها'!J1398)","v":615030.77500000002},{"$f":"VLOOKUP(C1405,'ورودی نیروها'!M$4:P$1000000,2,FALSE)","v":60},{"$f":"VLOOKUP(C1405,'ورودی نیروها'!M$4:P$1000000,3,FALSE)","v":45},{"$f":"VLOOKUP(C1405,'ورودی نیروها'!M$4:P$1000000,4,FALSE)","v":3},105,135,{"$f":"IF(VLOOKUP(C1405,'ورودی نیروها'!M$4:Q$1048576,5,FALSE)=0,IF(K1405=1,2*L1405+2*M1405,IF(K1405=2,L1405+2*M1405,IF(K1405=3,2*L1405+M1405,L1405+M1405))),VLOOKUP(C1405,'ورودی نیروها'!M$4:Q$1048576,5,FALSE))","v":345},1549125,1670625,1580464.2857142857,691453.125,1.3333333333333333,30,12.570053699169309,0.37025516224835153,0.43050087404306037,930286.79019102186,264771.28620088083,31050,7.0263265594718485,0.55897347200164971,"-","-","-","-","-"]
[null,{"$f":"'ورودی نیروها'!C1399","v":"BASE"},{"$f":"'ورودی نیروها'!D1399","v":16},{"$f":"'ورودی نیروها'!E1399","v":"ACIB01"},"16 - ACIB01",{"$f":"ABS('ورودی نیروها'!H1399)","v":198585.92},{"$f":"ABS('ورودی نیروها'!I1399)","v":62518.436000000002},{"$f":"ABS('ورودی نیروها'!J1399)","v":100679.95600000001},{"$f":"VLOOKUP(C1406,'ورودی نیروها'!M$4:P$1000000,2,FALSE)","v":60},{"$f":"VLOOKUP(C1406,'ورودی نیروها'!M$4:P$1000000,3,FALSE)","v":45},{"$f":"VLOOKUP(C1406,'ورودی نیروها'!M$4:P$1000000,4,FALSE)","v":3},105,135,{"$f":"IF(VLOOKUP(C1406,'ورودی نیروها'!M$4:Q$1048576,5,FALSE)=0,IF(K1406=1,2*L1406+2*M1406,IF(K1406=2,L1406+2*M1406,IF(K1406=3,2*L1406+M1406,L1406+M1406))),VLOOKUP(C1406,'ورودی نیروها'!M$4:Q$1048576,5,FALSE))","v":345},1549125,1670625,1580464.2857142857,691453.125,1.3333333333333333,30,12.570053699169309,0.37025516224835153,0.43050087404306037,23147.773664693181,43342.809056616861,31050,6.4733079412257748,0.51497854314286362,"-","-","-","-","-"]
[null,{"$f":"'ورودی نیروها'!C1400","v":"BASE"},{"$f":"'ورودی نیروها'!D1400","v":16},{"$f":"'ورودی نیروها'!E1400","v":"ACIB02"},"16 - ACIB02",{"$f":"ABS('ورودی نیروها'!H1400)","v":223408.64000000001},{"$f":"ABS('ورودی نیروها'!I1400)","v":52612.966999999997},{"$f":"ABS('ورودی نیروها'!J1400)","v":133173.785},{"$f":"VLOOKUP(C1407,'ورودی نیروها'!M$4:P$1000000,2,FALSE)","v":60},{"$f":"VLOOKUP(C1407,'ورودی نیروها'!M$4:P$1000000,3,FALSE)","v":45},{"$f":"VLOOKUP(C1407,'ورودی نیروها'!M$4:P$1000000,4,FALSE)","v":3},105,135,{"$f":"IF(VLOOKUP(C1407,'ورودی نیروها'!M$4:Q$1048576,5,FALSE)=0,IF(K1407=1,2*L1407+2*M1407,IF(K1407=2,L1407+2*M1407,IF(K1407=3,2*L1407+M1407,L1407+M1407))),VLOOKUP(C1407,'ورودی نیروها'!M$4:Q$1048576,5,FALSE))","v":345},1549125,1670625,1580464.2857142857,691453.125,1.3333333333333333,30,12.570053699169309,0.37025516224835153,0.43050087404306037,19480.222632952165,57331.430842122601,31050,7.2906146804067253,0.57999869013197014,"-","-","-","-","-"]
[null,{"$f":"'ورودی نیروها'!C1401","v":"BASE"},{"$f":"'ورودی نیروها'!D1401","v":16},{"$f":"'ورودی نیروها'!E1401","v":"ACIS01"},"16 - ACIS01",{"$f":"ABS('ورودی نیروها'!H1401)","v":308224.39},{"$f":"ABS('ورودی نیروها'!I1401)","v":689249.88100000005},{"$f":"ABS('ورودی نیروها'!J1401)","v":2320024.67},{"$f":"VLOOKUP(C1408,'ورودی نیروها'!M$4:P$1000000,2,FALSE)","v":60},{"$f":"VLOOKUP(C1408,'ورودی نیروها'!M$4:P$1000000,3,FALSE)","v":45},{"$f":"VLOOKUP(C1408,'ورودی نیروها'!M$4:P$1000000,4,FALSE)","v":3},105,135,{"$f":"IF(VLOOKUP(C1408,'ورودی نیروها'!M$4:Q$1048576,5,FALSE)=0,IF(K1408=1,2*L1408+2*M1408,IF(K1408=2,L1408+2*M1408,IF(K1408=3,2*L1408+M1408,L1408+M1408))),VLOOKUP(C1408,'ورودی نیروها'!M$4:Q$1048576,5,FALSE))","v":345},1549125,1670625,1580464.2857142857,691453.125,1.3333333333333333,30,12.570053699169309,0.37025516224835153,0.43050087404306037,255198.32651931202,998772.64823646261,31050,11.535903113192594,0.91772902401800749,"-","-","-","-","-"]
[null,{"$f":"'ورودی نیروها'!C1402","v":"BASE"},{"$f":"'ورودی نیروها'!D1402","v":16},{"$f":"'ورودی نیروها'!E1402","v":"ACIS02"},"16 - ACIS02",{"$f":"ABS('ورودی نیروها'!H1402)","v":250134.22},{"$f":"ABS('ورودی نیروها'!I1402)","v":707730.42500000005},{"$f":"ABS('ورودی نیروها'!J1402)","v":2289924.2749999999},{"$f":"VLOOKUP(C1409,'ورودی نیروها'!M$4:P$1000000,2,FALSE)","v":60},{"$f":"VLOOKUP(C1409,'ورودی نیروها'!M$4:P$1000000,3,FALSE)","v":45},{"$f":"VLOOKUP(C1409,'ورودی نیروها'!M$4:P$1000000,4,FALSE)","v":3},105,135,{"$f":"IF(VLOOKUP(C1409,'ورودی نیروها'!M$4:Q$1048576,5,FALSE)=0,IF(K1409=1,2*L1409+2*M1409,IF(K1409=2,L1409+2*M1409,IF(K1409=3,2*L1409+M1409,L1409+M1409))),VLOOKUP(C1409,'ورودی نیروها'!M$4:Q$1048576,5,FALSE))","v":345},1549125,1670625,1580464.2857142857,691453.125,1.3333333333333333,30,12.570053699169309,0.37025516224835153,0.43050087404306037,262040.84333646981,985814.40187992132,31050,9.6507205965651952,0.76775492193823824,"-","-","-","-","-"]
[null,{"$f":"'ورودی نیروها'!C1403","v":"BASE"},{"$f":"'ورودی نیروها'!D1403","v":16},{"$f":"'ورودی نیروها'!E1403","v":"ACIS03"},"16 - ACIS03",{"$f":"ABS('ورودی نیروها'!H1403)","v":345979.01},{"$f":"ABS('ورودی نیروها'!I1403)","v":798944.49100000004},{"$f":"ABS('ورودی نیروها'!J1403)","v":2287983.5180000002},{"$f":"VLOOKUP(C1410,'ورودی نیروها'!M$4:P$1000000,2,FALSE)","v":60},{"$f":"VLOOKUP(C1410,'ورودی نیروها'!M$4:P$1000000,3,FALSE)","v":45},{"$f":"VLOOKUP(C1410,'ورودی نیروها'!M$4:P$1000000,4,FALSE)","v":3},105,135,{"$f":"IF(VLOOKUP(C1410,'ورودی نیروها'!M$4:Q$1048576,5,FALSE)=0,IF(K1410=1,2*L1410+2*M1410,IF(K1410=2,L1410+2*M1410,IF(K1410=3,2*L1410+M1410,L1410+M1410))),VLOOKUP(C1410,'ورودی نیروها'!M$4:Q$1048576,5,FALSE))","v":345},1549125,1670625,1580464.2857142857,691453.125,1.3333333333333333,30,12.570053699169309,0.37025516224835153,0.43050087404306037,295813.32214263163,984978.9042951162,31050,12.758102006078895,1.0149600241502559,461305.34666666668,1561200.6694368282,"OK","OK",2.1625555294602389E-2]
[null,{"$f":"'ورودی نیروها'!C1404","v":"BASE"},{"$f":"'ورودی نیروها'!D1404","v":16},{"$f":"'ورودی نیروها'!E1404","v":"ACIS04"},"16 - ACIS04",{"$f":"ABS('ورودی نیروها'!H1404)","v":287888.83},{"$f":"ABS('ورودی نیروها'!I1404)","v":780463.94799999997},{"$f":"ABS('ورودی نیروها'!J1404)","v":2257883.1230000001},{"$f":"VLOOKUP(C1411,'ورودی نیروها'!M$4:P$1000000,2,FALSE)","v":60},{"$f":"VLOOKUP(C1411,'ورودی نیروها'!M$4:P$1000000,3,FALSE)","v":45},{"$f":"VLOOKUP(C1411,'ورودی نیروها'!M$4:P$1000000,4,FALSE)","v":3},105,135,{"$f":"IF(VLOOKUP(C1411,'ورودی نیروها'!M$4:Q$1048576,5,FALSE)=0,IF(K1411=1,2*L1411+2*M1411,IF(K1411=2,L1411+2*M1411,IF(K1411=3,2*L1411+M1411,L1411+M1411))),VLOOKUP(C1411,'ورودی نیروها'!M$4:Q$1048576,5,FALSE))","v":345},1549125,1670625,1580464.2857142857,691453.125,1.3333333333333333,30,12.570053699169309,0.37025516224835153,0.43050087404306037,288970.80569572898,972020.65793857479,31050,10.864085126713109,0.86428311180811113,"-","-","-","-","-"]
[null,{"$f":"'ورودی نیروها'!C1405","v":"BASE"},{"$f":"'ورودی نیروها'!D1405","v":16},{"$f":"'ورودی نیروها'!E1405","v":"ACIS05"},"16 - ACIS05",{"$f":"ABS('ورودی نیروها'!H1405)","v":119034.34},{"$f":"ABS('ورودی نیروها'!I1405)","v":674507.31599999999},{"$f":"ABS('ورودی نیروها'!J1405)","v":2026693.0630000001},{"$f":"VLOOKUP(C1412,'ورودی نیروها'!M$4:P$1000000,2,FALSE)","v":60},{"$f":"VLOOKUP(C1412,'ورودی نیروها'!M$4:P$1000000,3,FALSE)","v":45},{"$f":"VLOOKUP(C1412,'ورودی نیروها'!M$4:P$1000000,4,FALSE)","v":3},105,135,{"$f":"IF(VLOOKUP(C1412,'ورودی نیروها'!M$4:Q$1048576,5,FALSE)=0,IF(K1412=1,2*L1412+2*M1412,IF(K1412=2,L1412+2*M1412,IF(K1412=3,2*L1412+M1412,L1412+M1412))),VLOOKUP(C1412,'ورودی نیروها'!M$4:Q$1048576,5,FALSE))","v":345},1549125,1670625,1580464.2857142857,691453.125,1.3333333333333333,30,12.570053699169309,0.37025516224835153,0.43050087404306037,249739.8157232801,872493.13503850729,31050,5.2566730353312776,0.41819018129402774,"-","-","-","-","-"]
[null,{"$f":"'ورودی نیروها'!C1406","v":"BASE"},{"$f":"'ورودی نیروها'!D1406","v":16},{"$f":"'ورودی نیروها'!E1406","v":"ACIS06"},"16 - ACIS06",{"$f":"ABS('ورودی نیروها'!H1406)","v":60944.17},{"$f":"ABS('ورودی نیروها'!I1406)","v":692987.85900000005},{"$f":"ABS('ورودی نیروها'!J1406)","v":2056793.4569999999},{"$f":"VLOOKUP(C1413,'ورودی نیروها'!M$4:P$1000000,2,FALSE)","v":60},{"$f":"VLOOKUP(C1413,'ورودی نیروها'!M$4:P$1000000,3,FALSE)","v":45},{"$f":"VLOOKUP(C1413,'ورودی نیروها'!M$4:P$1000000,4,FALSE)","v":3},105,135,{"$f":"IF(VLOOKUP(C1413,'ورودی نیروها'!M$4:Q$1048576,5,FALSE)=0,IF(K1413=1,2*L1413+2*M1413,IF(K1413=2,L1413+2*M1413,IF(K1413=3,2*L1413+M1413,L1413+M1413))),VLOOKUP(C1413,'ورودی نیروها'!M$4:Q$1048576,5,FALSE))","v":345},1549125,1670625,1580464.2857142857,691453.125,1.3333333333333333,30,12.570053699169309,0.37025516224835153,0.43050087404306037,256582.33217018278,885451.38096454763,31050,3.4089717176171348,0.27119786432116966,"-","-","-","-","-"]
[null,{"$f":"'ورودی نیروها'!C1407","v":"BASE"},{"$f":"'ورودی نیروها'!D1407","v":16},{"$f":"'ورودی نیروها'!E1407","v":"ACIS07"},"16 - ACIS07",{"$f":"ABS('ورودی نیروها'!H1407)","v":156788.96},{"$f":"ABS('ورودی نیروها'!I1407)","v":813687.05700000003},{"$f":"ABS('ورودی نیروها'!J1407)","v":2058734.2150000001},{"$f":"VLOOKUP(C1414,'ورودی نیروها'!M$4:P$1000000,2,FALSE)","v":60},{"$f":"VLOOKUP(C1414,'ورودی نیروها'!M$4:P$1000000,3,FALSE)","v":45},{"$f":"VLOOKUP(C1414,'ورودی نیروها'!M$4:P$1000000,4,FALSE)","v":3},105,135,{"$f":"IF(VLOOKUP(C1414,'ورودی نیروها'!M$4:Q$1048576,5,FALSE)=0,IF(K1414=1,2*L1414+2*M1414,IF(K1414=2,L1414+2*M1414,IF(K1414=3,2*L1414+M1414,L1414+M1414))),VLOOKUP(C1414,'ورودی نیروها'!M$4:Q$1048576,5,FALSE))","v":345},1549125,1670625,1580464.2857142857,691453.125,1.3333333333333333,30,12.570053699169309,0.37025516224835153,0.43050087404306037,301271.83330891869,886286.87897985382,31050,6.525816988969309,0.51915585606452641,"-","-","-","-","-"]
[null,{"$f":"'ورودی نیروها'!C1408","v":"BASE"},{"$f":"'ورودی نیروها'!D1408","v":16},{"$f":"'ورودی نیروها'!E1408","v":"ACIS08"},"16 - ACIS08",{"$f":"ABS('ورودی نیروها'!H1408)","v":98698.79},{"$f":"ABS('ورودی نیروها'!I1408)","v":795206.51300000004},{"$f":"ABS('ورودی نیروها'!J1408)","v":2088834.6089999999},{"$f":"VLOOKUP(C1415,'ورودی نیروها'!M$4:P$1000000,2,FALSE)","v":60},{"$f":"VLOOKUP(C1415,'ورودی نیروها'!M$4:P$1000000,3,FALSE)","v":45},{"$f":"VLOOKUP(C1415,'ورودی نیروها'!M$4:P$1000000,4,FALSE)","v":3},105,135,{"$f":"IF(VLOOKUP(C1415,'ورودی نیروها'!M$4:Q$1048576,5,FALSE)=0,IF(K1415=1,2*L1415+2*M1415,IF(K1415=2,L1415+2*M1415,IF(K1415=3,2*L1415+M1415,L1415+M1415))),VLOOKUP(C1415,'ورودی نیروها'!M$4:Q$1048576,5,FALSE))","v":345},1549125,1670625,1580464.2857142857,691453.125,1.3333333333333333,30,12.570053699169309,0.37025516224835153,0.43050087404306037,294429.3164917609,899245.12490589428,31050,4.6692816305779701,0.37146075445059867,"-","-","-","-","-"]
[null,{"$f":"'ورودی نیروها'!C1409","v":"BASE"},{"$f":"'ورودی نیروها'!D1409","v":16},{"$f":"'ورودی نیروها'!E1409","v":"ACIS09"},"16 - ACIS09",{"$f":"ABS('ورودی نیروها'!H1409)","v":304500.26},{"$f":"ABS('ورودی نیروها'!I1409)","v":649735.06400000001},{"$f":"ABS('ورودی نیروها'!J1409)","v":2218890.3870000001},{"$f":"VLOOKUP(C1416,'ورودی نیروها'!M$4:P$1000000,2,FALSE)","v":60},{"$f":"VLOOKUP(C1416,'ورودی نیروها'!M$4:P$1000000,3,FALSE)","v":45},{"$f":"VLOOKUP(C1416,'ورودی نیروها'!M$4:P$1000000,4,FALSE)","v":3},105,135,{"$f":"IF(VLOOKUP(C1416,'ورودی نیروها'!M$4:Q$1048576,5,FALSE)=0,IF(K1416=1,2*L1416+2*M1416,IF(K1416=2,L1416+2*M1416,IF(K1416=3,2*L1416+M1416,L1416+M1416))),VLOOKUP(C1416,'ورودی نیروها'!M$4:Q$1048576,5,FALSE))","v":345},1549125,1670625,1580464.2857142857,691453.125,1.3333333333333333,30,12.570053699169309,0.37025516224835153,0.43050087404306037,240567.76153976307,955234.25100924447,31050,11.343552412642371,0.90242672657731038,"-","-","-","-","-"]
[null,{"$f":"'ورودی نیروها'!C1410","v":"BASE"},{"$f":"'ورودی نیروها'!D1410","v":16},{"$f":"'ورودی نیروها'!E1410","v":"ACIS10"},"16 - ACIS10",{"$f":"ABS('ورودی نیروها'!H1410)","v":246410.09},{"$f":"ABS('ورودی نیروها'!I1410)","v":668215.60699999996},{"$f":"ABS('ورودی نیروها'!J1410)","v":2188789.9929999998},{"$f":"VLOOKUP(C1417,'ورودی نیروها'!M$4:P$1000000,2,FALSE)","v":60},{"$f":"VLOOKUP(C1417,'ورودی نیروها'!M$4:P$1000000,3,FALSE)","v":45},{"$f":"VLOOKUP(C1417,'ورودی نیروها'!M$4:P$1000000,4,FALSE)","v":3},105,135,{"$f":"IF(VLOOKUP(C1417,'ورودی نیروها'!M$4:Q$1048576,5,FALSE)=0,IF(K1417=1,2*L1417+2*M1417,IF(K1417=2,L1417+2*M1417,IF(K1417=3,2*L1417+M1417,L1417+M1417))),VLOOKUP(C1417,'ورودی نیروها'!M$4:Q$1048576,5,FALSE))","v":345},1549125,1670625,1580464.2857142857,691453.125,1.3333333333333333,30,12.570053699169309,0.37025516224835153,0.43050087404306037,247410.27798666569,942276.0050832039,31050,9.4583698963985654,0.75245262452805761,"-","-","-","-","-"]
[null,{"$f":"'ورودی نیروها'!C1411","v":"BASE"},{"$f":"'ورودی نیروها'!D1411","v":16},{"$f":"'ورودی نیروها'!E1411","v":"ACIS11"},"16 - ACIS11",{"$f":"ABS('ورودی نیروها'!H1411)","v":342254.88},{"$f":"ABS('ورودی نیروها'!I1411)","v":838459.30799999996},{"$f":"ABS('ورودی نیروها'!J1411)","v":2186849.236},{"$f":"VLOOKUP(C1418,'ورودی نیروها'!M$4:P$1000000,2,FALSE)","v":60},{"$f":"VLOOKUP(C1418,'ورودی نیروها'!M$4:P$1000000,3,FALSE)","v":45},{"$f":"VLOOKUP(C1418,'ورودی نیروها'!M$4:P$1000000,4,FALSE)","v":3},105,135,{"$f":"IF(VLOOKUP(C1418,'ورودی نیروها'!M$4:Q$1048576,5,FALSE)=0,IF(K1418=1,2*L1418+2*M1418,IF(K1418=2,L1418+2*M1418,IF(K1418=3,2*L1418+M1418,L1418+M1418))),VLOOKUP(C1418,'ورودی نیروها'!M$4:Q$1048576,5,FALSE))","v":345},1549125,1670625,1580464.2857142857,691453.125,1.3333333333333333,30,12.570053699169309,0.37025516224835153,0.43050087404306037,310443.88712218055,941440.50749839877,31050,12.584640117550675,1.0011604101884091,456339.84,1561200.6694368282,"OK","OK",1.6774381138571393E-3]
[null,{"$f":"'ورودی نیروها'!C1412","v":"BASE"},{"$f":"'ورودی نیروها'!D1412","v":16},{"$f":"'ورودی نیروها'!E1412","v":"ACIS12"},"16 - ACIS12",{"$f":"ABS('ورودی نیروها'!H1412)","v":232779.45},{"$f":"ABS('ورودی نیروها'!I1412)","v":673037.13800000004},{"$f":"ABS('ورودی نیروها'!J1412)","v":1877956.3049999999},{"$f":"VLOOKUP(C1419,'ورودی نیروها'!M$4:P$1000000,2,FALSE)","v":60},{"$f":"VLOOKUP(C1419,'ورودی نیروها'!M$4:P$1000000,3,FALSE)","v":45},{"$f":"VLOOKUP(C1419,'ورودی نیروها'!M$4:P$1000000,4,FALSE)","v":3},105,135,{"$f":"IF(VLOOKUP(C1419,'ورودی نیروها'!M$4:Q$1048576,5,FALSE)=0,IF(K1419=1,2*L1419+2*M1419,IF(K1419=2,L1419+2*M1419,IF(K1419=3,2*L1419+M1419,L1419+M1419))),VLOOKUP(C1419,'ورودی نیروها'!M$4:Q$1048576,5,FALSE))","v":345},1549125,1670625,1580464.2857142857,691453.125,1.3333333333333333,30,12.570053699169309,0.37025516224835153,0.43050087404306037,249195.47472935618,808461.83071717608,31050,8.8270062462351095,0.70222502285876798,"-","-","-","-","-"]
[null,{"$f":"'ورودی نیروها'!C1413","v":"BASE"},{"$f":"'ورودی نیروها'!D1413","v":16},{"$f":"'ورودی نیروها'!E1413","v":"ACIS13"},{"$f":"CONCATENATE(C1420,\" - \",D1420)","v":"16 - ACIS13"},{"$f":"ABS('ورودی نیروها'!H1413)","v":122758.48},{"$f":"ABS('ورودی نیروها'!I1413)","v":714022.13300000003},{"$f":"ABS('ورودی نیروها'!J1413)","v":1925558.781},{"$f":"VLOOKUP(C1420,'ورودی نیروها'!M$4:P$1000000,2,FALSE)","v":60},{"$f":"VLOOKUP(C1420,'ورودی نیروها'!M$4:P$1000000,3,FALSE)","v":45},{"$f":"VLOOKUP(C1420,'ورودی نیروها'!M$4:P$1000000,4,FALSE)","v":3},{"$f":"IF(OR(K1420=1,K1420=2),I1420+$C$6,I1420+($C$6/2))","v":105},{"$f":"IF(OR(K1420=1,K1420=3),J1420+$C$6,J1420+($C$6/2))","v":135},{"$f":"IF(VLOOKUP(C1420,'ورودی نیروها'!M$4:Q$1048576,5,FALSE)=0,IF(K1420=1,2*L1420+2*M1420,IF(K1420=2,L1420+2*M1420,IF(K1420=3,2*L1420+M1420,L1420+M1420))),VLOOKUP(C1420,'ورودی نیروها'!M$4:Q$1048576,5,FALSE))","v":345},{"$f":"IF(K1420=1,(L1420*$C$6*(L1420+3*M1420)+$C$6^3)/3,IF(K1420=2,(2*M1420^2*$C$6*(M1420+2*L1420)+$C$6^3*(2*M1420+L1420))/(6*M1420),IF(K1420=3,M1420*$C$6*(M1420+6*L1420)/6,($C$6*(L1420+4*M1420)+$C$6^3*(L1420+M1420))/(6*L1420))))","v":1549125},{"$f":"IF(K1420=1,(L1420*$C$6*(L1420+3*M1420)+$C$6^3)/3,IF(K1420=2,(2*M1420^2*$C$6*(M1420+2*L1420)+$C$6^3*(2*M1420+L1420))/(6*(L1420+M1420)),IF(K1420=3,(M1420*$C$6*(M1420+6*L1420)+$C$6^3)/6,(L1420^2*$C$6*(L1420+4*M1420)+$C$6^3*(L1420+M1420))/(6*(L1420+2*M1420)))))","v":1670625},{"$f":"IF(K1420=1,(M1420*$C$6*(M1420+3*L1420)+$C$6^3)/3,IF(K1420=2,L1420*$C$6*(L1420+6*M1420)/6,IF(K1420=3,(2*L1420^2*$C$6*(L1420+2*M1420)+$C$6^3*(2*L1420+M1420))/(6*L1420),($C$6*(M1420+4*L1420)+$C$6^3*(M1420+L1420))/(6*M1420))))","v":1580464.2857142857},{"$f":"IF(K1420=1,(M1420*$C$6*(M1420+3*L1420)+$C$6^3)/3,IF(K1420=2,(L1420*$C$6*(L1420+6*M1420)+$C$6^3)/6,IF(K1420=3,(2*L1420^2*$C$6*(L1420+2*M1420)+$C$6^3*(2*L1420+M1420))/(6*(M1420+L1420)),(M1420^2*$C$6*(M1420+4*L1420)+$C$6^3*(M1420+L1420))/(6*(M1420+2*L1420)))))","v":691453.125},{"$f":"MAX(I1420:J1420)/MIN(I1420:J1420)","v":1.3333333333333333},{"$f":"IF(K1420=1,40,IF(K1420=4,20,30))","v":30},{"$f":"MIN(0.53*$C$5*(1+(2/S1420))*SQRT($C$4),0.53*$C$5*(1+((T1420*$C$6)/(2*N1420)))*SQRT($C$4),1.06*$C$5*SQRT($C$4))","v":12.570053699169309},{"$f":"1-(1/((1+(2/3)*SQRT(L1420/M1420))))","v":0.37025516224835153},{"$f":"1-(1/((1+(2/3)*SQRT(M1420/L1420))))","v":0.43050087404306037},{"$f":"V1420*G1420","v":264370.38070282905},{"$f":"W1420*H1420","v":828954.73824178986},{"$f":"N1420*$C$6","v":31050},{"$f":"(F1420/Z1420)+(X1420/MIN(O1420:P1420))+(Y1420/MIN(Q1420:R1420))","v":5.3230910179785811},{"$f":"AA1420/U1420","v":0.42347400777853139},{"$f":"IF(AB1420<=1,\"-\",F1420/$C$5)","v":"-"},{"$f":"IF(AB1420<=1,\"-\",3*U1420*N1420*$C$6/$C$5)","v":"-"},{"$f":"IF(AB1420<=1,\"-\",IF(AC1420<=AD1420,\"OK\",\"NOT OK\"))","v":"-"},{"$f":"IF(AB1420<=1,\"-\",IF(OR($C$6>=15,$C$6>=16*($C$8/10)),\"OK\",\"NOT OK\"))","v":"-"},{"$f":"IF(OR(AE1420=\"NOT OK\",AF1420=\"NOT OK\"),\"CANT USE\",IF(AB1420<=1,\"-\",(AA1420-U1420)*N1420/($C$5*$C$7)))","v":"-"}]
[null,{"$f":"'ورودی نیروها'!C1414","v":"BASE"},{"$f":"'ورودی نیروها'!D1414","v":16},{"$f":"'ورودی نیروها'!E1414","v":"ACIS14"},"16 - ACIS14",{"$f":"ABS('ورودی نیروها'!H1414)","v":64668.3},{"$f":"ABS('ورودی نیروها'!I1414)","v":732502.67700000003},{"$f":"ABS('ورودی نیروها'!J1414)","v":1955659.175},{"$f":"VLOOKUP(C1421,'ورودی نیروها'!M$4:P$1000000,2,FALSE)","v":60},{"$f":"VLOOKUP(C1421,'ورودی نیروها'!M$4:P$1000000,3,FALSE)","v":45},{"$f":"VLOOKUP(C1421,'ورودی نیروها'!M$4:P$1000000,4,FALSE)","v":3},105,135,{"$f":"IF(VLOOKUP(C1421,'ورودی نیروها'!M$4:Q$1048576,5,FALSE)=0,IF(K1421=1,2*L1421+2*M1421,IF(K1421=2,L1421+2*M1421,IF(K1421=3,2*L1421+M1421,L1421+M1421))),VLOOKUP(C1421,'ورودی نیروها'!M$4:Q$1048576,5,FALSE))","v":345},1549125,1670625,1580464.2857142857,691453.125,1.3333333333333333,30,12.570053699169309,0.37025516224835153,0.43050087404306037,271212.89751998684,841912.98416783032,31050,3.475389378442256,0.27648166520338152,"-","-","-","-","-"]
[null,{"$f":"'ورودی نیروها'!C1415","v":"BASE"},{"$f":"'ورودی نیروها'!D1415","v":16},{"$f":"'ورودی نیروها'!E1415","v":"ACIS15"},"16 - ACIS15",{"$f":"ABS('ورودی نیروها'!H1415)","v":160513.09},{"$f":"ABS('ورودی نیروها'!I1415)","v":774172.23899999994},{"$f":"ABS('ورودی نیروها'!J1415)","v":1957599.932},{"$f":"VLOOKUP(C1422,'ورودی نیروها'!M$4:P$1000000,2,FALSE)","v":60},{"$f":"VLOOKUP(C1422,'ورودی نیروها'!M$4:P$1000000,3,FALSE)","v":45},{"$f":"VLOOKUP(C1422,'ورودی نیروها'!M$4:P$1000000,4,FALSE)","v":3},105,135,{"$f":"IF(VLOOKUP(C1422,'ورودی نیروها'!M$4:Q$1048576,5,FALSE)=0,IF(K1422=1,2*L1422+2*M1422,IF(K1422=2,L1422+2*M1422,IF(K1422=3,2*L1422+M1422,L1422+M1422))),VLOOKUP(C1422,'ورودی نیروها'!M$4:Q$1048576,5,FALSE))","v":345},1549125,1670625,1580464.2857142857,691453.125,1.3333333333333333,30,12.570053699169309,0.37025516224835153,0.43050087404306037,286641.26795911457,842748.48175263556,31050,6.5733458372944069,0.52293697342985945,"-","-","-","-","-"]
[null,{"$f":"'ورودی نیروها'!C1416","v":"BASE"},{"$f":"'ورودی نیروها'!D1416","v":16},{"$f":"'ورودی نیروها'!E1416","v":"ACIS16"},"16 - ACIS16",{"$f":"ABS('ورودی نیروها'!H1416)","v":102422.92},{"$f":"ABS('ورودی نیروها'!I1416)","v":755691.696},{"$f":"ABS('ورودی نیروها'!J1416)","v":1987700.327},{"$f":"VLOOKUP(C1423,'ورودی نیروها'!M$4:P$1000000,2,FALSE)","v":60},{"$f":"VLOOKUP(C1423,'ورودی نیروها'!M$4:P$1000000,3,FALSE)","v":45},{"$f":"VLOOKUP(C1423,'ورودی نیروها'!M$4:P$1000000,4,FALSE)","v":3},105,135,{"$f":"IF(VLOOKUP(C1423,'ورودی نیروها'!M$4:Q$1048576,5,FALSE)=0,IF(K1423=1,2*L1423+2*M1423,IF(K1423=2,L1423+2*M1423,IF(K1423=3,2*L1423+M1423,L1423+M1423))),VLOOKUP(C1423,'ورودی نیروها'!M$4:Q$1048576,5,FALSE))","v":345},1549125,1670625,1580464.2857142857,691453.125,1.3333333333333333,30,12.570053699169309,0.37025516224835153,0.43050087404306037,279798.75151221192,855706.72810917697,31050,4.716810479764681,0.37524187188447661,"-","-","-","-","-"]
[null,{"$f":"'ورودی نیروها'!C1417","v":"BASE"},{"$f":"'ورودی نیروها'!D1417","v":16},{"$f":"'ورودی نیروها'!E1417","v":"ACIS17"},"16 - ACIS17",{"$f":"ABS('ورودی نیروها'!H1417)","v":311948.52},{"$f":"ABS('ورودی نیروها'!I1417)","v":728764.69900000002},{"$f":"ABS('ورودی نیروها'!J1417)","v":2421158.952},{"$f":"VLOOKUP(C1424,'ورودی نیروها'!M$4:P$1000000,2,FALSE)","v":60},{"$f":"VLOOKUP(C1424,'ورودی نیروها'!M$4:P$1000000,3,FALSE)","v":45},{"$f":"VLOOKUP(C1424,'ورودی نیروها'!M$4:P$1000000,4,FALSE)","v":3},105,135,{"$f":"IF(VLOOKUP(C1424,'ورودی نیروها'!M$4:Q$1048576,5,FALSE)=0,IF(K1424=1,2*L1424+2*M1424,IF(K1424=2,L1424+2*M1424,IF(K1424=3,2*L1424+M1424,L1424+M1424))),VLOOKUP(C1424,'ورودی نیروها'!M$4:Q$1048576,5,FALSE))","v":345},1549125,1670625,1580464.2857142857,691453.125,1.3333333333333333,30,12.570053699169309,0.37025516224835153,0.43050087404306037,269828.89186911605,1042311.04503318,31050,11.728253813359228,0.93303132142818834,"-","-","-","-","-"]
[null,{"$f":"'ورودی نیروها'!C1418","v":"BASE"},{"$f":"'ورودی نیروها'!D1418","v":16},{"$f":"'ورودی نیروها'!E1418","v":"ACIS18"},"16 - ACIS18",{"$f":"ABS('ورودی نیروها'!H1418)","v":253858.35},{"$f":"ABS('ورودی نیروها'!I1418)","v":747245.24199999997},{"$f":"ABS('ورودی نیروها'!J1418)","v":2391058.557},{"$f":"VLOOKUP(C1425,'ورودی نیروها'!M$4:P$1000000,2,FALSE)","v":60},{"$f":"VLOOKUP(C1425,'ورودی نیروها'!M$4:P$1000000,3,FALSE)","v":45},{"$f":"VLOOKUP(C1425,'ورودی نیروها'!M$4:P$1000000,4,FALSE)","v":3},105,135,{"$f":"IF(VLOOKUP(C1425,'ورودی نیروها'!M$4:Q$1048576,5,FALSE)=0,IF(K1425=1,2*L1425+2*M1425,IF(K1425=2,L1425+2*M1425,IF(K1425=3,2*L1425+M1425,L1425+M1425))),VLOOKUP(C1425,'ورودی نیروها'!M$4:Q$1048576,5,FALSE))","v":345},1549125,1670625,1580464.2857142857,691453.125,1.3333333333333333,30,12.570053699169309,0.37025516224835153,0.43050087404306037,276671.4083160187,1029352.7986766386,31050,9.843071296492818,0.78305721932940486,"-","-","-","-","-"]
[null,{"$f":"'ورودی نیروها'!C1419","v":"BASE"},{"$f":"'ورودی نیروها'!D1419","v":16},{"$f":"'ورودی نیروها'!E1419","v":"ACIS19"},"16 - ACIS19",{"$f":"ABS('ورودی نیروها'!H1419)","v":349703.14},{"$f":"ABS('ورودی نیروها'!I1419)","v":759429.674},{"$f":"ABS('ورودی نیروها'!J1419)","v":2389117.7999999998},{"$f":"VLOOKUP(C1426,'ورودی نیروها'!M$4:P$1000000,2,FALSE)","v":60},{"$f":"VLOOKUP(C1426,'ورودی نیروها'!M$4:P$1000000,3,FALSE)","v":45},{"$f":"VLOOKUP(C1426,'ورودی نیروها'!M$4:P$1000000,4,FALSE)","v":3},105,135,{"$f":"IF(VLOOKUP(C1426,'ورودی نیروها'!M$4:Q$1048576,5,FALSE)=0,IF(K1426=1,2*L1426+2*M1426,IF(K1426=2,L1426+2*M1426,IF(K1426=3,2*L1426+M1426,L1426+M1426))),VLOOKUP(C1426,'ورودی نیروها'!M$4:Q$1048576,5,FALSE))","v":345},1549125,1670625,1580464.2857142857,691453.125,1.3333333333333333,30,12.570053699169309,0.37025516224835153,0.43050087404306037,281182.75716308272,1028517.3010918334,31050,12.931563894607113,1.0287596381121025,466270.85333333333,1561200.6694368282,"OK","OK",4.1573672475347427E-2]
[null,{"$f":"'ورودی نیروها'!C1420","v":"BASE"},{"$f":"'ورودی نیروها'!D1420","v":16},{"$f":"'ورودی نیروها'!E1420","v":"ACIS20"},"16 - ACIS20",{"$f":"ABS('ورودی نیروها'!H1420)","v":253858.35},{"$f":"ABS('ورودی نیروها'!I1420)","v":747245.24199999997},{"$f":"ABS('ورودی نیروها'!J1420)","v":2391058.557},{"$f":"VLOOKUP(C1427,'ورودی نیروها'!M$4:P$1000000,2,FALSE)","v":60},{"$f":"VLOOKUP(C1427,'ورودی نیروها'!M$4:P$1000000,3,FALSE)","v":45},{"$f":"VLOOKUP(C1427,'ورودی نیروها'!M$4:P$1000000,4,FALSE)","v":3},105,135,{"$f":"IF(VLOOKUP(C1427,'ورودی نیروها'!M$4:Q$1048576,5,FALSE)=0,IF(K1427=1,2*L1427+2*M1427,IF(K1427=2,L1427+2*M1427,IF(K1427=3,2*L1427+M1427,L1427+M1427))),VLOOKUP(C1427,'ورودی نیروها'!M$4:Q$1048576,5,FALSE))","v":345},1549125,1670625,1580464.2857142857,691453.125,1.3333333333333333,30,12.570053699169309,0.37025516224835153,0.43050087404306037,276671.4083160187,1029352.7986766386,31050,9.843071296492818,0.78305721932940486,"-","-","-","-","-"]
[null,{"$f":"'ورودی نیروها'!C1421","v":"BASE"},{"$f":"'ورودی نیروها'!D1421","v":16},{"$f":"'ورودی نیروها'!E1421","v":"ACIS21"},"16 - ACIS21",{"$f":"ABS('ورودی نیروها'!H1421)","v":115310.21},{"$f":"ABS('ورودی نیروها'!I1421)","v":634992.49800000002},{"$f":"ABS('ورودی نیروها'!J1421)","v":2127827.3450000002},{"$f":"VLOOKUP(C1428,'ورودی نیروها'!M$4:P$1000000,2,FALSE)","v":60},{"$f":"VLOOKUP(C1428,'ورودی نیروها'!M$4:P$1000000,3,FALSE)","v":45},{"$f":"VLOOKUP(C1428,'ورودی نیروها'!M$4:P$1000000,4,FALSE)","v":3},105,135,{"$f":"IF(VLOOKUP(C1428,'ورودی نیروها'!M$4:Q$1048576,5,FALSE)=0,IF(K1428=1,2*L1428+2*M1428,IF(K1428=2,L1428+2*M1428,IF(K1428=3,2*L1428+M1428,L1428+M1428))),VLOOKUP(C1428,'ورودی نیروها'!M$4:Q$1048576,5,FALSE))","v":345},1549125,1670625,1580464.2857142857,691453.125,1.3333333333333333,30,12.570053699169309,0.37025516224835153,0.43050087404306037,235109.25037347604,916031.5318352246,31050,5.1902553745061573,0.41290638041181599,"-","-","-","-","-"]
[null,{"$f":"'ورودی نیروها'!C1422","v":"BASE"},{"$f":"'ورودی نیروها'!D1422","v":16},{"$f":"'ورودی نیروها'!E1422","v":"ACIS22"},"16 - ACIS22",{"$f":"ABS('ورودی نیروها'!H1422)","v":57220.04},{"$f":"ABS('ورودی نیروها'!I1422)","v":653473.04200000002},{"$f":"ABS('ورودی نیروها'!J1422)","v":2157927.7400000002},{"$f":"VLOOKUP(C1429,'ورودی نیروها'!M$4:P$1000000,2,FALSE)","v":60},{"$f":"VLOOKUP(C1429,'ورودی نیروها'!M$4:P$1000000,3,FALSE)","v":45},{"$f":"VLOOKUP(C1429,'ورودی نیروها'!M$4:P$1000000,4,FALSE)","v":3},105,135,{"$f":"IF(VLOOKUP(C1429,'ورودی نیروها'!M$4:Q$1048576,5,FALSE)=0,IF(K1429=1,2*L1429+2*M1429,IF(K1429=2,L1429+2*M1429,IF(K1429=3,2*L1429+M1429,L1429+M1429))),VLOOKUP(C1429,'ورودی نیروها'!M$4:Q$1048576,5,FALSE))","v":345},1549125,1670625,1580464.2857142857,691453.125,1.3333333333333333,30,12.570053699169309,0.37025516224835153,0.43050087404306037,241951.76719063384,928989.778191766,31050,3.3425540576536266,0.26591406350750268,"-","-","-","-","-"]
[null,{"$f":"'ورودی نیروها'!C1423","v":"BASE"},{"$f":"'ورودی نیروها'!D1423","v":16},{"$f":"'ورودی نیروها'!E1423","v":"ACIS23"},"16 - ACIS23",{"$f":"ABS('ورودی نیروها'!H1423)","v":153064.82999999999},{"$f":"ABS('ورودی نیروها'!I1423)","v":853201.87399999995},{"$f":"ABS('ورودی نیروها'!J1423)","v":2159868.497},{"$f":"VLOOKUP(C1430,'ورودی نیروها'!M$4:P$1000000,2,FALSE)","v":60},{"$f":"VLOOKUP(C1430,'ورودی نیروها'!M$4:P$1000000,3,FALSE)","v":45},{"$f":"VLOOKUP(C1430,'ورودی نیروها'!M$4:P$1000000,4,FALSE)","v":3},105,135,{"$f":"IF(VLOOKUP(C1430,'ورودی نیروها'!M$4:Q$1048576,5,FALSE)=0,IF(K1430=1,2*L1430+2*M1430,IF(K1430=2,L1430+2*M1430,IF(K1430=3,2*L1430+M1430,L1430+M1430))),VLOOKUP(C1430,'ورودی نیروها'!M$4:Q$1048576,5,FALSE))","v":345},1549125,1670625,1580464.2857142857,691453.125,1.3333333333333333,30,12.570053699169309,0.37025516224835153,0.43050087404306037,315902.39828846755,929825.27577657113,31050,6.4782881397825989,0.51537473863064853,"-","-","-","-","-"]
[null,{"$f":"'ورودی نیروها'!C1424","v":"BASE"},{"$f":"'ورودی نیروها'!D1424","v":16},{"$f":"'ورودی نیروها'!E1424","v":"ACIS24"},"16 - ACIS24",{"$f":"ABS('ورودی نیروها'!H1424)","v":94974.65},{"$f":"ABS('ورودی نیروها'!I1424)","v":834721.33100000001},{"$f":"ABS('ورودی نیروها'!J1424)","v":2189968.8909999998},{"$f":"VLOOKUP(C1431,'ورودی نیروها'!M$4:P$1000000,2,FALSE)","v":60},{"$f":"VLOOKUP(C1431,'ورودی نیروها'!M$4:P$1000000,3,FALSE)","v":45},{"$f":"VLOOKUP(C1431,'ورودی نیروها'!M$4:P$1000000,4,FALSE)","v":3},105,135,{"$f":"IF(VLOOKUP(C1431,'ورودی نیروها'!M$4:Q$1048576,5,FALSE)=0,IF(K1431=1,2*L1431+2*M1431,IF(K1431=2,L1431+2*M1431,IF(K1431=3,2*L1431+M1431,L1431+M1431))),VLOOKUP(C1431,'ورودی نیروها'!M$4:Q$1048576,5,FALSE))","v":345},1549125,1670625,1580464.2857142857,691453.125,1.3333333333333333,30,12.570053699169309,0.37025516224835153,0.43050087404306037,309059.88184156496,942783.52170261147,31050,4.6217524595690778,0.36767961141442906,"-","-","-","-","-"]
[null,{"$f":"'ورودی نیروها'!C1425","v":"BASE"},{"$f":"'ورودی نیروها'!D1425","v":16},{"$f":"'ورودی نیروها'!E1425","v":"ACIS25"},"16 - ACIS25",{"$f":"ABS('ورودی نیروها'!H1425)","v":197960.82},{"$f":"ABS('ورودی نیروها'!I1425)","v":2420316.7510000002},{"$f":"ABS('ورودی نیروها'!J1425)","v":836054.80700000003},{"$f":"VLOOKUP(C1432,'ورودی نیروها'!M$4:P$1000000,2,FALSE)","v":60},{"$f":"VLOOKUP(C1432,'ورودی نیروها'!M$4:P$1000000,3,FALSE)","v":45},{"$f":"VLOOKUP(C1432,'ورودی نیروها'!M$4:P$1000000,4,FALSE)","v":3},105,135,{"$f":"IF(VLOOKUP(C1432,'ورودی نیروها'!M$4:Q$1048576,5,FALSE)=0,IF(K1432=1,2*L1432+2*M1432,IF(K1432=2,L1432+2*M1432,IF(K1432=3,2*L1432+M1432,L1432+M1432))),VLOOKUP(C1432,'ورودی نیروها'!M$4:Q$1048576,5,FALSE))","v":345},1549125,1670625,1580464.2857142857,691453.125,1.3333333333333333,30,12.570053699169309,0.37025516224835153,0.43050087404306037,896134.77133390808,359922.32516140217,31050,7.4745581166468034,0.59463215476484077,"-","-","-","-","-"]
[null,{"$f":"'ورودی نیروها'!C1426","v":"BASE"},{"$f":"'ورودی نیروها'!D1426","v":16},{"$f":"'ورودی نیروها'!E1426","v":"ACIS26"},"16 - ACIS26",{"$f":"ABS('ورودی نیروها'!H1426)","v":139870.65},{"$f":"ABS('ورودی نیروها'!I1426)","v":2438797.2949999999},{"$f":"ABS('ورودی نیروها'!J1426)","v":805954.41200000001},{"$f":"VLOOKUP(C1433,'ورودی نیروها'!M$4:P$1000000,2,FALSE)","v":60},{"$f":"VLOOKUP(C1433,'ورودی نیروها'!M$4:P$1000000,3,FALSE)","v":45},{"$f":"VLOOKUP(C1433,'ورودی نیروها'!M$4:P$1000000,4,FALSE)","v":3},105,135,{"$f":"IF(VLOOKUP(C1433,'ورودی نیروها'!M$4:Q$1048576,5,FALSE)=0,IF(K1433=1,2*L1433+2*M1433,IF(K1433=2,L1433+2*M1433,IF(K1433=3,2*L1433+M1433,L1433+M1433))),VLOOKUP(C1433,'ورودی نیروها'!M$4:Q$1048576,5,FALSE))","v":345},1549125,1670625,1580464.2857142857,691453.125,1.3333333333333333,30,12.570053699169309,0.37025516224835153,0.43050087404306037,902977.28815106582,346964.07880486076,31050,5.5893756000194026,0.44465805268507136,"-","-","-","-","-"]
[null,{"$f":"'ورودی نیروها'!C1427","v":"BASE"},{"$f":"'ورودی نیروها'!D1427","v":16},{"$f":"'ورودی نیروها'!E1427","v":"ACIS27"},"16 - ACIS27",{"$f":"ABS('ورودی نیروها'!H1427)","v":141203.81},{"$f":"ABS('ورودی نیروها'!I1427)","v":2415893.9819999998},{"$f":"ABS('ورودی نیروها'!J1427)","v":467960.51299999998},{"$f":"VLOOKUP(C1434,'ورودی نیروها'!M$4:P$1000000,2,FALSE)","v":60},{"$f":"VLOOKUP(C1434,'ورودی نیروها'!M$4:P$1000000,3,FALSE)","v":45},{"$f":"VLOOKUP(C1434,'ورودی نیروها'!M$4:P$1000000,4,FALSE)","v":3},105,135,{"$f":"IF(VLOOKUP(C1434,'ورودی نیروها'!M$4:Q$1048576,5,FALSE)=0,IF(K1434=1,2*L1434+2*M1434,IF(K1434=2,L1434+2*M1434,IF(K1434=3,2*L1434+M1434,L1434+M1434))),VLOOKUP(C1434,'ورودی نیروها'!M$4:Q$1048576,5,FALSE))","v":345},1549125,1670625,1580464.2857142857,691453.125,1.3333333333333333,30,12.570053699169309,0.37025516224835153,0.43050087404306037,894497.21828022599,201457.4098641389,31050,5.416401350214521,0.43089723240979183,"-","-","-","-","-"]
[null,{"$f":"'ورودی نیروها'!C1428","v":"BASE"},{"$f":"'ورودی نیروها'!D1428","v":16},{"$f":"'ورودی نیروها'!E1428","v":"ACIS28"},"16 - ACIS28",{"$f":"ABS('ورودی نیروها'!H1428)","v":139870.65},{"$f":"ABS('ورودی نیروها'!I1428)","v":2438797.2949999999},{"$f":"ABS('ورودی نیروها'!J1428)","v":805954.41200000001},{"$f":"VLOOKUP(C1435,'ورودی نیروها'!M$4:P$1000000,2,FALSE)","v":60},{"$f":"VLOOKUP(C1435,'ورودی نیروها'!M$4:P$1000000,3,FALSE)","v":45},{"$f":"VLOOKUP(C1435,'ورودی نیروها'!M$4:P$1000000,4,FALSE)","v":3},105,135,{"$f":"IF(VLOOKUP(C1435,'ورودی نیروها'!M$4:Q$1048576,5,FALSE)=0,IF(K1435=1,2*L1435+2*M1435,IF(K1435=2,L1435+2*M1435,IF(K1435=3,2*L1435+M1435,L1435+M1435))),VLOOKUP(C1435,'ورودی نیروها'!M$4:Q$1048576,5,FALSE))","v":345},1549125,1670625,1580464.2857142857,691453.125,1.3333333333333333,30,12.570053699169309,0.37025516224835153,0.43050087404306037,902977.28815106582,346964.07880486076,31050,5.5893756000194026,0.44465805268507136,"-","-","-","-","-"]
[null,{"$f":"'ورودی نیروها'!C1429","v":"BASE"},{"$f":"'ورودی نیروها'!D1429","v":16},{"$f":"'ورودی نیروها'!E1429","v":"ACIS29"},"16 - ACIS29",{"$f":"ABS('ورودی نیروها'!H1429)","v":323809.53999999998},{"$f":"ABS('ورودی نیروها'!I1429)","v":2540331.1570000001},{"$f":"ABS('ورودی نیروها'!J1429)","v":729250.96799999999},{"$f":"VLOOKUP(C1436,'ورودی نیروها'!M$4:P$1000000,2,FALSE)","v":60},{"$f":"VLOOKUP(C1436,'ورودی نیروها'!M$4:P$1000000,3,FALSE)","v":45},{"$f":"VLOOKUP(C1436,'ورودی نیروها'!M$4:P$1000000,4,FALSE)","v":3},105,135,{"$f":"IF(VLOOKUP(C1436,'ورودی نیروها'!M$4:Q$1048576,5,FALSE)=0,IF(K1436=1,2*L1436+2*M1436,IF(K1436=2,L1436+2*M1436,IF(K1436=3,2*L1436+M1436,L1436+M1436))),VLOOKUP(C1436,'ورودی نیروها'!M$4:Q$1048576,5,FALSE))","v":345},1549125,1670625,1580464.2857142857,691453.125,1.3333333333333333,30,12.570053699169309,0.37025516224835153,0.43050087404306037,940570.72469957767,313943.17912074784,31050,11.489845135776951,0.91406492054495014,"-","-","-","-","-"]
[null,{"$f":"'ورودی نیروها'!C1430","v":"BASE"},{"$f":"'ورودی نیروها'!D1430","v":16},{"$f":"'ورودی نیروها'!E1430","v":"ACIS30"},"16 - ACIS30",{"$f":"ABS('ورودی نیروها'!H1430)","v":265719.37},{"$f":"ABS('ورودی نیروها'!I1430)","v":2521850.6129999999},{"$f":"ABS('ورودی نیروها'!J1430)","v":699150.57299999997},{"$f":"VLOOKUP(C1437,'ورودی نیروها'!M$4:P$1000000,2,FALSE)","v":60},{"$f":"VLOOKUP(C1437,'ورودی نیروها'!M$4:P$1000000,3,FALSE)","v":45},{"$f":"VLOOKUP(C1437,'ورودی نیروها'!M$4:P$1000000,4,FALSE)","v":3},105,135,{"$f":"IF(VLOOKUP(C1437,'ورودی نیروها'!M$4:Q$1048576,5,FALSE)=0,IF(K1437=1,2*L1437+2*M1437,IF(K1437=2,L1437+2*M1437,IF(K1437=3,2*L1437+M1437,L1437+M1437))),VLOOKUP(C1437,'ورودی نیروها'!M$4:Q$1048576,5,FALSE))","v":345},1549125,1670625,1580464.2857142857,691453.125,1.3333333333333333,30,12.570053699169309,0.37025516224835153,0.43050087404306037,933728.20788241969,300984.93276420649,31050,9.5958285782333466,0.76338803380509712,"-","-","-","-","-"]
[null,{"$f":"'ورودی نیروها'!C1431","v":"BASE"},{"$f":"'ورودی نیروها'!D1431","v":16},{"$f":"'ورودی نیروها'!E1431","v":"ACIS31"},"16 - ACIS31",{"$f":"ABS('ورودی نیروها'!H1431)","v":267052.53000000003},{"$f":"ABS('ورودی نیروها'!I1431)","v":2544753.9270000001},{"$f":"ABS('ورودی نیروها'!J1431)","v":574764.35199999996},{"$f":"VLOOKUP(C1438,'ورودی نیروها'!M$4:P$1000000,2,FALSE)","v":60},{"$f":"VLOOKUP(C1438,'ورودی نیروها'!M$4:P$1000000,3,FALSE)","v":45},{"$f":"VLOOKUP(C1438,'ورودی نیروها'!M$4:P$1000000,4,FALSE)","v":3},105,135,{"$f":"IF(VLOOKUP(C1438,'ورودی نیروها'!M$4:Q$1048576,5,FALSE)=0,IF(K1438=1,2*L1438+2*M1438,IF(K1438=2,L1438+2*M1438,IF(K1438=3,2*L1438+M1438,L1438+M1438))),VLOOKUP(C1438,'ورودی نیروها'!M$4:Q$1048576,5,FALSE))","v":345},1549125,1670625,1580464.2857142857,691453.125,1.3333333333333333,30,12.570053699169309,0.37025516224835153,0.43050087404306037,942208.27812351473,247436.5559047932,31050,9.5667953418599119,0.76107831921928326,"-","-","-","-","-"]
[null,{"$f":"'ورودی نیروها'!C1432","v":"BASE"},{"$f":"'ورودی نیروها'!D1432","v":16},{"$f":"'ورودی نیروها'!E1432","v":"ACIS32"},"16 - ACIS32",{"$f":"ABS('ورودی نیروها'!H1432)","v":208962.35},{"$f":"ABS('ورودی نیروها'!I1432)","v":2526273.3829999999},{"$f":"ABS('ورودی نیروها'!J1432)","v":604864.74600000004},{"$f":"VLOOKUP(C1439,'ورودی نیروها'!M$4:P$1000000,2,FALSE)","v":60},{"$f":"VLOOKUP(C1439,'ورودی نیروها'!M$4:P$1000000,3,FALSE)","v":45},{"$f":"VLOOKUP(C1439,'ورودی نیروها'!M$4:P$1000000,4,FALSE)","v":3},105,135,{"$f":"IF(VLOOKUP(C1439,'ورودی نیروها'!M$4:Q$1048576,5,FALSE)=0,IF(K1439=1,2*L1439+2*M1439,IF(K1439=2,L1439+2*M1439,IF(K1439=3,2*L1439+M1439,L1439+M1439))),VLOOKUP(C1439,'ورودی نیروها'!M$4:Q$1048576,5,FALSE))","v":345},1549125,1670625,1580464.2857142857,691453.125,1.3333333333333333,30,12.570053699169309,0.37025516224835153,0.43050087404306037,935365.76130635687,260394.80183083372,31050,7.7102596614073802,0.61338319198404956,"-","-","-","-","-"]
[null,{"$f":"'ورودی نیروها'!C1433","v":"BASE"},{"$f":"'ورودی نیروها'!D1433","v":16},{"$f":"'ورودی نیروها'!E1433","v":"ACIS34"},"16 - ACIS34",{"$f":"ABS('ورودی نیروها'!H1433)","v":202310.75},{"$f":"ABS('ورودی نیروها'!I1433)","v":2466261.6860000002},{"$f":"ABS('ورودی نیروها'!J1433)","v":953635.59400000004},{"$f":"VLOOKUP(C1440,'ورودی نیروها'!M$4:P$1000000,2,FALSE)","v":60},{"$f":"VLOOKUP(C1440,'ورودی نیروها'!M$4:P$1000000,3,FALSE)","v":45},{"$f":"VLOOKUP(C1440,'ورودی نیروها'!M$4:P$1000000,4,FALSE)","v":3},105,135,{"$f":"IF(VLOOKUP(C1440,'ورودی نیروها'!M$4:Q$1048576,5,FALSE)=0,IF(K1440=1,2*L1440+2*M1440,IF(K1440=2,L1440+2*M1440,IF(K1440=3,2*L1440+M1440,L1440+M1440))),VLOOKUP(C1440,'ورودی نیروها'!M$4:Q$1048576,5,FALSE))","v":345},1549125,1670625,1580464.2857142857,691453.125,1.3333333333333333,30,12.570053699169309,0.37025516224835153,0.43050087404306037,913146.12069682311,410540.95673557307,31050,7.6988399088038939,0.61247470321568087,"-","-","-","-","-"]
[null,{"$f":"'ورودی نیروها'!C1434","v":"BASE"},{"$f":"'ورودی نیروها'!D1434","v":16},{"$f":"'ورودی نیروها'!E1434","v":"ACIS35"},"16 - ACIS35",{"$f":"ABS('ورودی نیروها'!H1434)","v":145553.73000000001},{"$f":"ABS('ورودی نیروها'!I1434)","v":2461838.9160000002},{"$f":"ABS('ورودی نیروها'!J1434)","v":350379.72600000002},{"$f":"VLOOKUP(C1441,'ورودی نیروها'!M$4:P$1000000,2,FALSE)","v":60},{"$f":"VLOOKUP(C1441,'ورودی نیروها'!M$4:P$1000000,3,FALSE)","v":45},{"$f":"VLOOKUP(C1441,'ورودی نیروها'!M$4:P$1000000,4,FALSE)","v":3},105,135,{"$f":"IF(VLOOKUP(C1441,'ورودی نیروها'!M$4:Q$1048576,5,FALSE)=0,IF(K1441=1,2*L1441+2*M1441,IF(K1441=2,L1441+2*M1441,IF(K1441=3,2*L1441+M1441,L1441+M1441))),VLOOKUP(C1441,'ورودی نیروها'!M$4:Q$1048576,5,FALSE))","v":345},1549125,1670625,1580464.2857142857,691453.125,1.3333333333333333,30,12.570053699169309,0.37025516224835153,0.43050087404306037,911508.56727288594,150838.778289968,31050,5.4942704900261292,0.4370920460259623,"-","-","-","-","-"]
[null,{"$f":"'ورودی نیروها'!C1435","v":"BASE"},{"$f":"'ورودی نیروها'!D1435","v":16},{"$f":"'ورودی نیروها'!E1435","v":"ACIS36"},"16 - ACIS36",{"$f":"ABS('ورودی نیروها'!H1435)","v":87463.56},{"$f":"ABS('ورودی نیروها'!I1435)","v":2480319.4589999998},{"$f":"ABS('ورودی نیروها'!J1435)","v":380480.12099999998},{"$f":"VLOOKUP(C1442,'ورودی نیروها'!M$4:P$1000000,2,FALSE)","v":60},{"$f":"VLOOKUP(C1442,'ورودی نیروها'!M$4:P$1000000,3,FALSE)","v":45},{"$f":"VLOOKUP(C1442,'ورودی نیروها'!M$4:P$1000000,4,FALSE)","v":3},105,135,{"$f":"IF(VLOOKUP(C1442,'ورودی نیروها'!M$4:Q$1048576,5,FALSE)=0,IF(K1442=1,2*L1442+2*M1442,IF(K1442=2,L1442+2*M1442,IF(K1442=3,2*L1442+M1442,L1442+M1442))),VLOOKUP(C1442,'ورودی نیروها'!M$4:Q$1048576,5,FALSE))","v":345},1549125,1670625,1580464.2857142857,691453.125,1.3333333333333333,30,12.570053699169309,0.37025516224835153,0.43050087404306037,918351.08371978847,163797.02464650935,31050,3.6465691729345893,0.29009972910263482,"-","-","-","-","-"]
[null,{"$f":"'ورودی نیروها'!C1436","v":"BASE"},{"$f":"'ورودی نیروها'!D1436","v":16},{"$f":"'ورودی نیروها'!E1436","v":"ACIS37"},"16 - ACIS37",{"$f":"ABS('ورودی نیروها'!H1436)","v":319459.62},{"$f":"ABS('ورودی نیروها'!I1436)","v":2586276.091},{"$f":"ABS('ورودی نیروها'!J1436)","v":611670.18099999998},{"$f":"VLOOKUP(C1443,'ورودی نیروها'!M$4:P$1000000,2,FALSE)","v":60},{"$f":"VLOOKUP(C1443,'ورودی نیروها'!M$4:P$1000000,3,FALSE)","v":45},{"$f":"VLOOKUP(C1443,'ورودی نیروها'!M$4:P$1000000,4,FALSE)","v":3},105,135,{"$f":"IF(VLOOKUP(C1443,'ورودی نیروها'!M$4:Q$1048576,5,FALSE)=0,IF(K1443=1,2*L1443+2*M1443,IF(K1443=2,L1443+2*M1443,IF(K1443=3,2*L1443+M1443,L1443+M1443))),VLOOKUP(C1443,'ورودی نیروها'!M$4:Q$1048576,5,FALSE))","v":345},1549125,1670625,1580464.2857142857,691453.125,1.3333333333333333,30,12.570053699169309,0.37025516224835153,0.43050087404306037,957582.07369223738,263324.54754657694,31050,11.287526191852649,0.89796960792606517,"-","-","-","-","-"]
[null,{"$f":"'ورودی نیروها'!C1437","v":"BASE"},{"$f":"'ورودی نیروها'!D1437","v":16},{"$f":"'ورودی نیروها'!E1437","v":"ACIS38"},"16 - ACIS38",{"$f":"ABS('ورودی نیروها'!H1437)","v":261369.45},{"$f":"ABS('ورودی نیروها'!I1437)","v":2567795.548},{"$f":"ABS('ورودی نیروها'!J1437)","v":581569.78700000001},{"$f":"VLOOKUP(C1444,'ورودی نیروها'!M$4:P$1000000,2,FALSE)","v":60},{"$f":"VLOOKUP(C1444,'ورودی نیروها'!M$4:P$1000000,3,FALSE)","v":45},{"$f":"VLOOKUP(C1444,'ورودی نیروها'!M$4:P$1000000,4,FALSE)","v":3},105,135,{"$f":"IF(VLOOKUP(C1444,'ورودی نیروها'!M$4:Q$1048576,5,FALSE)=0,IF(K1444=1,2*L1444+2*M1444,IF(K1444=2,L1444+2*M1444,IF(K1444=3,2*L1444+M1444,L1444+M1444))),VLOOKUP(C1444,'ورودی نیروها'!M$4:Q$1048576,5,FALSE))","v":345},1549125,1670625,1580464.2857142857,691453.125,1.3333333333333333,30,12.570053699169309,0.37025516224835153,0.43050087404306037,950739.55724533473,250366.30162053645,31050,9.3935096351706573,0.74729272125475699,"-","-","-","-","-"]
[null,{"$f":"'ورودی نیروها'!C1438","v":"BASE"},{"$f":"'ورودی نیروها'!D1438","v":16},{"$f":"'ورودی نیروها'!E1438","v":"ACIS39"},"16 - ACIS39",{"$f":"ABS('ورودی نیروها'!H1438)","v":262702.61},{"$f":"ABS('ورودی نیروها'!I1438)","v":2590698.861},{"$f":"ABS('ورودی نیروها'!J1438)","v":692345.13899999997},{"$f":"VLOOKUP(C1445,'ورودی نیروها'!M$4:P$1000000,2,FALSE)","v":60},{"$f":"VLOOKUP(C1445,'ورودی نیروها'!M$4:P$1000000,3,FALSE)","v":45},{"$f":"VLOOKUP(C1445,'ورودی نیروها'!M$4:P$1000000,4,FALSE)","v":3},105,135,{"$f":"IF(VLOOKUP(C1445,'ورودی نیروها'!M$4:Q$1048576,5,FALSE)=0,IF(K1445=1,2*L1445+2*M1445,IF(K1445=2,L1445+2*M1445,IF(K1445=3,2*L1445+M1445,L1445+M1445))),VLOOKUP(C1445,'ورودی نیروها'!M$4:Q$1048576,5,FALSE))","v":345},1549125,1670625,1580464.2857142857,691453.125,1.3333333333333333,30,12.570053699169309,0.37025516224835153,0.43050087404306037,959219.62711617455,298055.1874789641,31050,9.5108887279808894,0.75663071579474761,"-","-","-","-","-"]
[null,{"$f":"'ورودی نیروها'!C1439","v":"BASE"},{"$f":"'ورودی نیروها'!D1439","v":16},{"$f":"'ورودی نیروها'!E1439","v":"ACIS40"},"16 - ACIS40",{"$f":"ABS('ورودی نیروها'!H1439)","v":204612.43},{"$f":"ABS('ورودی نیروها'!I1439)","v":2572218.318},{"$f":"ABS('ورودی نیروها'!J1439)","v":722445.53300000005},{"$f":"VLOOKUP(C1446,'ورودی نیروها'!M$4:P$1000000,2,FALSE)","v":60},{"$f":"VLOOKUP(C1446,'ورودی نیروها'!M$4:P$1000000,3,FALSE)","v":45},{"$f":"VLOOKUP(C1446,'ورودی نیروها'!M$4:P$1000000,4,FALSE)","v":3},105,135,{"$f":"IF(VLOOKUP(C1446,'ورودی نیروها'!M$4:Q$1048576,5,FALSE)=0,IF(K1446=1,2*L1446+2*M1446,IF(K1446=2,L1446+2*M1446,IF(K1446=3,2*L1446+M1446,L1446+M1446))),VLOOKUP(C1446,'ورودی نیروها'!M$4:Q$1048576,5,FALSE))","v":345},1549125,1670625,1580464.2857142857,691453.125,1.3333333333333333,30,12.570053699169309,0.37025516224835153,0.43050087404306037,952377.1106692719,311013.43340500462,31050,7.6543530477673682,0.60893558857852814,"-","-","-","-","-"]
[null,{"$f":"'ورودی نیروها'!C1440","v":"BASE"},{"$f":"'ورودی نیروها'!D1440","v":16},{"$f":"'ورودی نیروها'!E1440","v":"ACIS41"},"16 - ACIS41",{"$f":"ABS('ورودی نیروها'!H1440)","v":193610.9},{"$f":"ABS('ورودی نیروها'!I1440)","v":2374371.8169999998},{"$f":"ABS('ورودی نیروها'!J1440)","v":718474.02},{"$f":"VLOOKUP(C1447,'ورودی نیروها'!M$4:P$1000000,2,FALSE)","v":60},{"$f":"VLOOKUP(C1447,'ورودی نیروها'!M$4:P$1000000,3,FALSE)","v":45},{"$f":"VLOOKUP(C1447,'ورودی نیروها'!M$4:P$1000000,4,FALSE)","v":3},105,135,{"$f":"IF(VLOOKUP(C1447,'ورودی نیروها'!M$4:Q$1048576,5,FALSE)=0,IF(K1447=1,2*L1447+2*M1447,IF(K1447=2,L1447+2*M1447,IF(K1447=3,2*L1447+M1447,L1447+M1447))),VLOOKUP(C1447,'ورودی نیروها'!M$4:Q$1048576,5,FALSE))","v":345},1549125,1670625,1580464.2857142857,691453.125,1.3333333333333333,30,12.570053699169309,0.37025516224835153,0.43050087404306037,879123.42234124814,309303.69358723122,31050,7.2502766467899127,0.57678963195432065,"-","-","-","-","-"]
[null,{"$f":"'ورودی نیروها'!C1441","v":"BASE"},{"$f":"'ورودی نیروها'!D1441","v":16},{"$f":"'ورودی نیروها'!E1441","v":"ACIS42"},"16 - ACIS42",{"$f":"ABS('ورودی نیروها'!H1441)","v":135520.72},{"$f":"ABS('ورودی نیروها'!I1441)","v":2392852.36},{"$f":"ABS('ورودی نیروها'!J1441)","v":688373.625},{"$f":"VLOOKUP(C1448,'ورودی نیروها'!M$4:P$1000000,2,FALSE)","v":60},{"$f":"VLOOKUP(C1448,'ورودی نیروها'!M$4:P$1000000,3,FALSE)","v":45},{"$f":"VLOOKUP(C1448,'ورودی نیروها'!M$4:P$1000000,4,FALSE)","v":3},105,135,{"$f":"IF(VLOOKUP(C1448,'ورودی نیروها'!M$4:Q$1048576,5,FALSE)=0,IF(K1448=1,2*L1448+2*M1448,IF(K1448=2,L1448+2*M1448,IF(K1448=3,2*L1448+M1448,L1448+M1448))),VLOOKUP(C1448,'ورودی نیروها'!M$4:Q$1048576,5,FALSE))","v":345},1549125,1670625,1580464.2857142857,691453.125,1.3333333333333333,30,12.570053699169309,0.37025516224835153,0.43050087404306037,885965.93878815079,296345.44723068987,31050,5.3650938078623129,0.42681550423423131,"-","-","-","-","-"]
[null,{"$f":"'ورودی نیروها'!C1442","v":"BASE"},{"$f":"'ورودی نیروها'!D1442","v":16},{"$f":"'ورودی نیروها'!E1442","v":"ACIS43"},"16 - ACIS43",{"$f":"ABS('ورودی نیروها'!H1442)","v":136853.89000000001},{"$f":"ABS('ورودی نیروها'!I1442)","v":2369949.0469999998},{"$f":"ABS('ورودی نیروها'!J1442)","v":585541.30000000005},{"$f":"VLOOKUP(C1449,'ورودی نیروها'!M$4:P$1000000,2,FALSE)","v":60},{"$f":"VLOOKUP(C1449,'ورودی نیروها'!M$4:P$1000000,3,FALSE)","v":45},{"$f":"VLOOKUP(C1449,'ورودی نیروها'!M$4:P$1000000,4,FALSE)","v":3},105,135,{"$f":"IF(VLOOKUP(C1449,'ورودی نیروها'!M$4:Q$1048576,5,FALSE)=0,IF(K1449=1,2*L1449+2*M1449,IF(K1449=2,L1449+2*M1449,IF(K1449=3,2*L1449+M1449,L1449+M1449))),VLOOKUP(C1449,'ورودی نیروها'!M$4:Q$1048576,5,FALSE))","v":345},1549125,1670625,1580464.2857142857,691453.125,1.3333333333333333,30,12.570053699169309,0.37025516224835153,0.43050087404306037,877485.86891731096,252076.04143830985,31050,5.3385322101639048,0.42470241877460724,"-","-","-","-","-"]
[null,{"$f":"'ورودی نیروها'!C1443","v":"BASE"},{"$f":"'ورودی نیروها'!D1443","v":16},{"$f":"'ورودی نیروها'!E1443","v":"ACIS44"},"16 - ACIS44",{"$f":"ABS('ورودی نیروها'!H1443)","v":78763.710000000006},{"$f":"ABS('ورودی نیروها'!I1443)","v":2388429.591},{"$f":"ABS('ورودی نیروها'!J1443)","v":615641.69400000002},{"$f":"VLOOKUP(C1450,'ورودی نیروها'!M$4:P$1000000,2,FALSE)","v":60},{"$f":"VLOOKUP(C1450,'ورودی نیروها'!M$4:P$1000000,3,FALSE)","v":45},{"$f":"VLOOKUP(C1450,'ورودی نیروها'!M$4:P$1000000,4,FALSE)","v":3},105,135,{"$f":"IF(VLOOKUP(C1450,'ورودی نیروها'!M$4:Q$1048576,5,FALSE)=0,IF(K1450=1,2*L1450+2*M1450,IF(K1450=2,L1450+2*M1450,IF(K1450=3,2*L1450+M1450,L1450+M1450))),VLOOKUP(C1450,'ورودی نیروها'!M$4:Q$1048576,5,FALSE))","v":345},1549125,1670625,1580464.2857142857,691453.125,1.3333333333333333,30,12.570053699169309,0.37025516224835153,0.43050087404306037,884328.38573446893,265034.28736435034,31050,3.4908305706275797,0.27771007619945737,"-","-","-","-","-"]
[null,{"$f":"'ورودی نیروها'!C1444","v":"BASE"},{"$f":"'ورودی نیروها'!D1444","v":16},{"$f":"'ورودی نیروها'!E1444","v":"ACIS45"},"16 - ACIS45",{"$f":"ABS('ورودی نیروها'!H1444)","v":328159.46999999997},{"$f":"ABS('ورودی نیروها'!I1444)","v":2494386.2220000001},{"$f":"ABS('ورودی نیروها'!J1444)","v":846831.755},{"$f":"VLOOKUP(C1451,'ورودی نیروها'!M$4:P$1000000,2,FALSE)","v":60},{"$f":"VLOOKUP(C1451,'ورودی نیروها'!M$4:P$1000000,3,FALSE)","v":45},{"$f":"VLOOKUP(C1451,'ورودی نیروها'!M$4:P$1000000,4,FALSE)","v":3},105,135,{"$f":"IF(VLOOKUP(C1451,'ورودی نیروها'!M$4:Q$1048576,5,FALSE)=0,IF(K1451=1,2*L1451+2*M1451,IF(K1451=2,L1451+2*M1451,IF(K1451=3,2*L1451+M1451,L1451+M1451))),VLOOKUP(C1451,'ورودی نیروها'!M$4:Q$1048576,5,FALSE))","v":345},1549125,1670625,1580464.2857142857,691453.125,1.3333333333333333,30,12.570053699169309,0.37025516224835153,0.43050087404306037,923559.37533666263,364561.81069491873,31050,11.692164401523437,0.93016025876612707,"-","-","-","-","-"]
[null,{"$f":"'ورودی نیروها'!C1445","v":"BASE"},{"$f":"'ورودی نیروها'!D1445","v":16},{"$f":"'ورودی نیروها'!E1445","v":"ACIS46"},"16 - ACIS46",{"$f":"ABS('ورودی نیروها'!H1445)","v":270069.28999999998},{"$f":"ABS('ورودی نیروها'!I1445)","v":2475905.679},{"$f":"ABS('ورودی نیروها'!J1445)","v":816731.36},{"$f":"VLOOKUP(C1452,'ورودی نیروها'!M$4:P$1000000,2,FALSE)","v":60},{"$f":"VLOOKUP(C1452,'ورودی نیروها'!M$4:P$1000000,3,FALSE)","v":45},{"$f":"VLOOKUP(C1452,'ورودی نیروها'!M$4:P$1000000,4,FALSE)","v":3},105,135,{"$f":"IF(VLOOKUP(C1452,'ورودی نیروها'!M$4:Q$1048576,5,FALSE)=0,IF(K1452=1,2*L1452+2*M1452,IF(K1452=2,L1452+2*M1452,IF(K1452=3,2*L1452+M1452,L1452+M1452))),VLOOKUP(C1452,'ورودی نیروها'!M$4:Q$1048576,5,FALSE))","v":345},1549125,1670625,1580464.2857142857,691453.125,1.3333333333333333,30,12.570053699169309,0.37025516224835153,0.43050087404306037,916716.85888975998,351603.56433837739,31050,9.7981475221576488,0.7794833464239822,"-","-","-","-","-"]
[null,{"$f":"'ورودی نیروها'!C1446","v":"BASE"},{"$f":"'ورودی نیروها'!D1446","v":16},{"$f":"'ورودی نیروها'!E1446","v":"ACIS47"},"16 - ACIS47",{"$f":"ABS('ورودی نیروها'!H1446)","v":271402.45},{"$f":"ABS('ورودی نیروها'!I1446)","v":2498808.9920000001},{"$f":"ABS('ورودی نیروها'!J1446)","v":457183.565},{"$f":"VLOOKUP(C1453,'ورودی نیروها'!M$4:P$1000000,2,FALSE)","v":60},{"$f":"VLOOKUP(C1453,'ورودی نیروها'!M$4:P$1000000,3,FALSE)","v":45},{"$f":"VLOOKUP(C1453,'ورودی نیروها'!M$4:P$1000000,4,FALSE)","v":3},105,135,{"$f":"IF(VLOOKUP(C1453,'ورودی نیروها'!M$4:Q$1048576,5,FALSE)=0,IF(K1453=1,2*L1453+2*M1453,IF(K1453=2,L1453+2*M1453,IF(K1453=3,2*L1453+M1453,L1453+M1453))),VLOOKUP(C1453,'ورودی نیروها'!M$4:Q$1048576,5,FALSE))","v":345},1549125,1670625,1580464.2857142857,691453.125,1.3333333333333333,30,12.570053699169309,0.37025516224835153,0.43050087404306037,925196.92876059981,196817.92433062231,31050,9.6227019554999202,0.76552592262480434,"-","-","-","-","-"]
[null,{"$f":"'ورودی نیروها'!C1447","v":"BASE"},{"$f":"'ورودی نیروها'!D1447","v":16},{"$f":"'ورودی نیروها'!E1447","v":"ACIS48"},"16 - ACIS48",{"$f":"ABS('ورودی نیروها'!H1447)","v":213312.28},{"$f":"ABS('ورودی نیروها'!I1447)","v":2480328.449},{"$f":"ABS('ورودی نیروها'!J1447)","v":487283.95899999997},{"$f":"VLOOKUP(C1454,'ورودی نیروها'!M$4:P$1000000,2,FALSE)","v":60},{"$f":"VLOOKUP(C1454,'ورودی نیروها'!M$4:P$1000000,3,FALSE)","v":45},{"$f":"VLOOKUP(C1454,'ورودی نیروها'!M$4:P$1000000,4,FALSE)","v":3},105,135,{"$f":"IF(VLOOKUP(C1454,'ورودی نیروها'!M$4:Q$1048576,5,FALSE)=0,IF(K1454=1,2*L1454+2*M1454,IF(K1454=2,L1454+2*M1454,IF(K1454=3,2*L1454+M1454,L1454+M1454))),VLOOKUP(C1454,'ورودی نیروها'!M$4:Q$1048576,5,FALSE))","v":345},1549125,1670625,1580464.2857142857,691453.125,1.3333333333333333,30,12.570053699169309,0.37025516224835153,0.43050087404306037,918354.41231369716,209776.17025666279,31050,7.766166597347592,0.61783082102989095,"-","-","-","-","-"]
[null,{"$f":"'ورودی نیروها'!C1448","v":"BASE"},{"$f":"'ورودی نیروها'!D1448","v":16},{"$f":"'ورودی نیروها'!E1448","v":"ACIS49"},"16 - ACIS49",{"$f":"ABS('ورودی نیروها'!H1448)","v":232425.18},{"$f":"ABS('ورودی نیروها'!I1448)","v":702037.77500000002},{"$f":"ABS('ورودی نیروها'!J1448)","v":2269152.4679999999},{"$f":"VLOOKUP(C1455,'ورودی نیروها'!M$4:P$1000000,2,FALSE)","v":60},{"$f":"VLOOKUP(C1455,'ورودی نیروها'!M$4:P$1000000,3,FALSE)","v":45},{"$f":"VLOOKUP(C1455,'ورودی نیروها'!M$4:P$1000000,4,FALSE)","v":3},105,135,{"$f":"IF(VLOOKUP(C1455,'ورودی نیروها'!M$4:Q$1048576,5,FALSE)=0,IF(K1455=1,2*L1455+2*M1455,IF(K1455=2,L1455+2*M1455,IF(K1455=3,2*L1455+M1455,L1455+M1455))),VLOOKUP(C1455,'ورودی نیروها'!M$4:Q$1048576,5,FALSE))","v":345},1549125,1670625,1580464.2857142857,691453.125,1.3333333333333333,30,12.570053699169309,0.37025516224835153,0.43050087404306037,259933.11028709673,976872.12081096752,31050,9.0660879563383165,0.72124496627547807,"-","-","-","-","-"]
[null,{"$f":"'ورودی نیروها'!C1449","v":"BASE"},{"$f":"'ورودی نیروها'!D1449","v":16},{"$f":"'ورودی نیروها'!E1449","v":"ACIS50"},"16 - ACIS50",{"$f":"ABS('ورودی نیروها'!H1449)","v":174335.01},{"$f":"ABS('ورودی نیروها'!I1449)","v":720518.31799999997},{"$f":"ABS('ورودی نیروها'!J1449)","v":2239052.0729999999},{"$f":"VLOOKUP(C1456,'ورودی نیروها'!M$4:P$1000000,2,FALSE)","v":60},{"$f":"VLOOKUP(C1456,'ورودی نیروها'!M$4:P$1000000,3,FALSE)","v":45},{"$f":"VLOOKUP(C1456,'ورودی نیروها'!M$4:P$1000000,4,FALSE)","v":3},105,135,{"$f":"IF(VLOOKUP(C1456,'ورودی نیروها'!M$4:Q$1048576,5,FALSE)=0,IF(K1456=1,2*L1456+2*M1456,IF(K1456=2,L1456+2*M1456,IF(K1456=3,2*L1456+M1456,L1456+M1456))),VLOOKUP(C1456,'ورودی نیروها'!M$4:Q$1048576,5,FALSE))","v":345},1549125,1670625,1580464.2857142857,691453.125,1.3333333333333333,30,12.570053699169309,0.37025516224835153,0.43050087404306037,266775.62673399935,963913.87445442611,31050,7.1809054394719078,0.57127086417669459,"-","-","-","-","-"]
[null,{"$f":"'ورودی نیروها'!C1450","v":"BASE"},{"$f":"'ورودی نیروها'!D1450","v":16},{"$f":"'ورودی نیروها'!E1450","v":"ACIS51"},"16 - ACIS51",{"$f":"ABS('ورودی نیروها'!H1450)","v":270179.8},{"$f":"ABS('ورودی نیروها'!I1450)","v":786156.598},{"$f":"ABS('ورودی نیروها'!J1450)","v":2237111.3160000001},{"$f":"VLOOKUP(C1457,'ورودی نیروها'!M$4:P$1000000,2,FALSE)","v":60},{"$f":"VLOOKUP(C1457,'ورودی نیروها'!M$4:P$1000000,3,FALSE)","v":45},{"$f":"VLOOKUP(C1457,'ورودی نیروها'!M$4:P$1000000,4,FALSE)","v":3},105,135,{"$f":"IF(VLOOKUP(C1457,'ورودی نیروها'!M$4:Q$1048576,5,FALSE)=0,IF(K1457=1,2*L1457+2*M1457,IF(K1457=2,L1457+2*M1457,IF(K1457=3,2*L1457+M1457,L1457+M1457))),VLOOKUP(C1457,'ورودی نیروها'!M$4:Q$1048576,5,FALSE))","v":345},1549125,1670625,1580464.2857142857,691453.125,1.3333333333333333,30,12.570053699169309,0.37025516224835153,0.43050087404306037,291078.53874510207,963078.3768696211,31050,10.282174000251604,0.81798966387320216,"-","-","-","-","-"]
[null,{"$f":"'ورودی نیروها'!C1451","v":"BASE"},{"$f":"'ورودی نیروها'!D1451","v":16},{"$f":"'ورودی نیروها'!E1451","v":"ACIS52"},"16 - ACIS52",{"$f":"ABS('ورودی نیروها'!H1451)","v":212089.62},{"$f":"ABS('ورودی نیروها'!I1451)","v":767676.054},{"$f":"ABS('ورودی نیروها'!J1451)","v":2207010.9219999998},{"$f":"VLOOKUP(C1458,'ورودی نیروها'!M$4:P$1000000,2,FALSE)","v":60},{"$f":"VLOOKUP(C1458,'ورودی نیروها'!M$4:P$1000000,3,FALSE)","v":45},{"$f":"VLOOKUP(C1458,'ورودی نیروها'!M$4:P$1000000,4,FALSE)","v":3},105,135,{"$f":"IF(VLOOKUP(C1458,'ورودی نیروها'!M$4:Q$1048576,5,FALSE)=0,IF(K1458=1,2*L1458+2*M1458,IF(K1458=2,L1458+2*M1458,IF(K1458=3,2*L1458+M1458,L1458+M1458))),VLOOKUP(C1458,'ورودی نیروها'!M$4:Q$1048576,5,FALSE))","v":345},1549125,1670625,1580464.2857142857,691453.125,1.3333333333333333,30,12.570053699169309,0.37025516224835153,0.43050087404306037,284236.02192794427,950120.13094358041,31050,8.3881571212694119,0.66731275156157388,"-","-","-","-","-"]
[null,{"$f":"'ورودی نیروها'!C1452","v":"BASE"},{"$f":"'ورودی نیروها'!D1452","v":16},{"$f":"'ورودی نیروها'!E1452","v":"ACIS54"},"16 - ACIS54",{"$f":"ABS('ورودی نیروها'!H1452)","v":43235.14},{"$f":"ABS('ورودی نیروها'!I1452)","v":687295.20900000003},{"$f":"ABS('ورودی نیروها'!J1452)","v":2077565.2649999999},{"$f":"VLOOKUP(C1459,'ورودی نیروها'!M$4:P$1000000,2,FALSE)","v":60},{"$f":"VLOOKUP(C1459,'ورودی نیروها'!M$4:P$1000000,3,FALSE)","v":45},{"$f":"VLOOKUP(C1459,'ورودی نیروها'!M$4:P$1000000,4,FALSE)","v":3},105,135,{"$f":"IF(VLOOKUP(C1459,'ورودی نیروها'!M$4:Q$1048576,5,FALSE)=0,IF(K1459=1,2*L1459+2*M1459,IF(K1459=2,L1459+2*M1459,IF(K1459=3,2*L1459+M1459,L1459+M1459))),VLOOKUP(C1459,'ورودی نیروها'!M$4:Q$1048576,5,FALSE))","v":345},1549125,1670625,1580464.2857142857,691453.125,1.3333333333333333,30,12.570053699169309,0.37025516224835153,0.43050087404306037,254474.5991208097,894393.66246400226,31050,2.8502045838316739,0.22674561716629973,"-","-","-","-","-"]
[null,{"$f":"'ورودی نیروها'!C1453","v":"BASE"},{"$f":"'ورودی نیروها'!D1453","v":16},{"$f":"'ورودی نیروها'!E1453","v":"ACIS55"},"16 - ACIS55",{"$f":"ABS('ورودی نیروها'!H1453)","v":80989.75},{"$f":"ABS('ورودی نیروها'!I1453)","v":800899.16399999999},{"$f":"ABS('ورودی نیروها'!J1453)","v":2109606.4160000002},{"$f":"VLOOKUP(C1460,'ورودی نیروها'!M$4:P$1000000,2,FALSE)","v":60},{"$f":"VLOOKUP(C1460,'ورودی نیروها'!M$4:P$1000000,3,FALSE)","v":45},{"$f":"VLOOKUP(C1460,'ورودی نیروها'!M$4:P$1000000,4,FALSE)","v":3},105,135,{"$f":"IF(VLOOKUP(C1460,'ورودی نیروها'!M$4:Q$1048576,5,FALSE)=0,IF(K1460=1,2*L1460+2*M1460,IF(K1460=2,L1460+2*M1460,IF(K1460=3,2*L1460+M1460,L1460+M1460))),VLOOKUP(C1460,'ورودی نیروها'!M$4:Q$1048576,5,FALSE))","v":345},1549125,1670625,1580464.2857142857,691453.125,1.3333333333333333,30,12.570053699169309,0.37025516224835153,0.43050087404306037,296537.04991138913,908187.40597484808,31050,4.1132353660519101,0.32722496375045185,"-","-","-","-","-"]
[null,{"$f":"'ورودی نیروها'!C1454","v":"BASE"},{"$f":"'ورودی نیروها'!D1454","v":16},{"$f":"'ورودی نیروها'!E1454","v":"ACIS56"},"16 - ACIS56",{"$f":"ABS('ورودی نیروها'!H1454)","v":22899.58},{"$f":"ABS('ورودی نیروها'!I1454)","v":782418.62},{"$f":"ABS('ورودی نیروها'!J1454)","v":2139706.8110000002},{"$f":"VLOOKUP(C1461,'ورودی نیروها'!M$4:P$1000000,2,FALSE)","v":60},{"$f":"VLOOKUP(C1461,'ورودی نیروها'!M$4:P$1000000,3,FALSE)","v":45},{"$f":"VLOOKUP(C1461,'ورودی نیروها'!M$4:P$1000000,4,FALSE)","v":3},105,135,{"$f":"IF(VLOOKUP(C1461,'ورودی نیروها'!M$4:Q$1048576,5,FALSE)=0,IF(K1461=1,2*L1461+2*M1461,IF(K1461=2,L1461+2*M1461,IF(K1461=3,2*L1461+M1461,L1461+M1461))),VLOOKUP(C1461,'ورودی نیروها'!M$4:Q$1048576,5,FALSE))","v":345},1549125,1670625,1580464.2857142857,691453.125,1.3333333333333333,30,12.570053699169309,0.37025516224835153,0.43050087404306037,289694.53309423133,921145.65233138949,31050,2.2567000082831745,0.17952986218605482,"-","-","-","-","-"]
[null,{"$f":"'ورودی نیروها'!C1455","v":"BASE"},{"$f":"'ورودی نیروها'!D1455","v":16},{"$f":"'ورودی نیروها'!E1455","v":"ACIS57"},"16 - ACIS57",{"$f":"ABS('ورودی نیروها'!H1455)","v":228701.05},{"$f":"ABS('ورودی نیروها'!I1455)","v":662522.95700000005},{"$f":"ABS('ورودی نیروها'!J1455)","v":2168018.1860000002},{"$f":"VLOOKUP(C1462,'ورودی نیروها'!M$4:P$1000000,2,FALSE)","v":60},{"$f":"VLOOKUP(C1462,'ورودی نیروها'!M$4:P$1000000,3,FALSE)","v":45},{"$f":"VLOOKUP(C1462,'ورودی نیروها'!M$4:P$1000000,4,FALSE)","v":3},105,135,{"$f":"IF(VLOOKUP(C1462,'ورودی نیروها'!M$4:Q$1048576,5,FALSE)=0,IF(K1462=1,2*L1462+2*M1462,IF(K1462=2,L1462+2*M1462,IF(K1462=3,2*L1462+M1462,L1462+M1462))),VLOOKUP(C1462,'ورودی نیروها'!M$4:Q$1048576,5,FALSE))","v":345},1549125,1670625,1580464.2857142857,691453.125,1.3333333333333333,30,12.570053699169309,0.37025516224835153,0.43050087404306037,245302.54493729264,933333.72401425033,31050,8.8737372561716867,0.70594266886529744,"-","-","-","-","-"]
[null,{"$f":"'ورودی نیروها'!C1456","v":"BASE"},{"$f":"'ورودی نیروها'!D1456","v":16},{"$f":"'ورودی نیروها'!E1456","v":"ACIS58"},"16 - ACIS58",{"$f":"ABS('ورودی نیروها'!H1456)","v":170610.88},{"$f":"ABS('ورودی نیروها'!I1456)","v":681003.5},{"$f":"ABS('ورودی نیروها'!J1456)","v":2137917.7910000002},{"$f":"VLOOKUP(C1463,'ورودی نیروها'!M$4:P$1000000,2,FALSE)","v":60},{"$f":"VLOOKUP(C1463,'ورودی نیروها'!M$4:P$1000000,3,FALSE)","v":45},{"$f":"VLOOKUP(C1463,'ورودی نیروها'!M$4:P$1000000,4,FALSE)","v":3},105,135,{"$f":"IF(VLOOKUP(C1463,'ورودی نیروها'!M$4:Q$1048576,5,FALSE)=0,IF(K1463=1,2*L1463+2*M1463,IF(K1463=2,L1463+2*M1463,IF(K1463=3,2*L1463+M1463,L1463+M1463))),VLOOKUP(C1463,'ورودی نیروها'!M$4:Q$1048576,5,FALSE))","v":345},1549125,1670625,1580464.2857142857,691453.125,1.3333333333333333,30,12.570053699169309,0.37025516224835153,0.43050087404306037,252145.06138419526,920375.47765770892,31050,6.988554739305278,0.55596856676651396,"-","-","-","-","-"]
[null,{"$f":"'ورودی نیروها'!C1457","v":"BASE"},{"$f":"'ورودی نیروها'!D1457","v":16},{"$f":"'ورودی نیروها'!E1457","v":"ACIS59"},"16 - ACIS59",{"$f":"ABS('ورودی نیروها'!H1457)","v":266455.67},{"$f":"ABS('ورودی نیروها'!I1457)","v":825671.41500000004},{"$f":"ABS('ورودی نیروها'!J1457)","v":2135977.034},{"$f":"VLOOKUP(C1464,'ورودی نیروها'!M$4:P$1000000,2,FALSE)","v":60},{"$f":"VLOOKUP(C1464,'ورودی نیروها'!M$4:P$1000000,3,FALSE)","v":45},{"$f":"VLOOKUP(C1464,'ورودی نیروها'!M$4:P$1000000,4,FALSE)","v":3},105,135,{"$f":"IF(VLOOKUP(C1464,'ورودی نیروها'!M$4:Q$1048576,5,FALSE)=0,IF(K1464=1,2*L1464+2*M1464,IF(K1464=2,L1464+2*M1464,IF(K1464=3,2*L1464+M1464,L1464+M1464))),VLOOKUP(C1464,'ورودی نیروها'!M$4:Q$1048576,5,FALSE))","v":345},1549125,1670625,1580464.2857142857,691453.125,1.3333333333333333,30,12.570053699169309,0.37025516224835153,0.43050087404306037,305709.10372465098,919539.98007290368,31050,10.108712111723385,0.80419004991135545,"-","-","-","-","-"]
[null,{"$f":"'ورودی نیروها'!C1458","v":"BASE"},{"$f":"'ورودی نیروها'!D1458","v":16},{"$f":"'ورودی نیروها'!E1458","v":"ACIS60"},"16 - ACIS60",{"$f":"ABS('ورودی نیروها'!H1458)","v":208365.49},{"$f":"ABS('ورودی نیروها'!I1458)","v":807190.87199999997},{"$f":"ABS('ورودی نیروها'!J1458)","v":2105876.64},{"$f":"VLOOKUP(C1465,'ورودی نیروها'!M$4:P$1000000,2,FALSE)","v":60},{"$f":"VLOOKUP(C1465,'ورودی نیروها'!M$4:P$1000000,3,FALSE)","v":45},{"$f":"VLOOKUP(C1465,'ورودی نیروها'!M$4:P$1000000,4,FALSE)","v":3},105,135,{"$f":"IF(VLOOKUP(C1465,'ورودی نیروها'!M$4:Q$1048576,5,FALSE)=0,IF(K1465=1,2*L1465+2*M1465,IF(K1465=2,L1465+2*M1465,IF(K1465=3,2*L1465+M1465,L1465+M1465))),VLOOKUP(C1465,'ورودی نیروها'!M$4:Q$1048576,5,FALSE))","v":345},1549125,1670625,1580464.2857142857,691453.125,1.3333333333333333,30,12.570053699169309,0.37025516224835153,0.43050087404306037,298866.58727774833,906581.73414686322,31050,8.2146952329802012,0.6535131376187413,"-","-","-","-","-"]
[null,{"$f":"'ورودی نیروها'!C1459","v":"BASE"},{"$f":"'ورودی نیروها'!D1459","v":16},{"$f":"'ورودی نیروها'!E1459","v":"ACIS61"},"16 - ACIS61",{"$f":"ABS('ورودی نیروها'!H1459)","v":46959.27},{"$f":"ABS('ورودی نیروها'!I1459)","v":726810.02599999995},{"$f":"ABS('ورودی نیروها'!J1459)","v":1976430.9820000001},{"$f":"VLOOKUP(C1466,'ورودی نیروها'!M$4:P$1000000,2,FALSE)","v":60},{"$f":"VLOOKUP(C1466,'ورودی نیروها'!M$4:P$1000000,3,FALSE)","v":45},{"$f":"VLOOKUP(C1466,'ورودی نیروها'!M$4:P$1000000,4,FALSE)","v":3},105,135,{"$f":"IF(VLOOKUP(C1466,'ورودی نیروها'!M$4:Q$1048576,5,FALSE)=0,IF(K1466=1,2*L1466+2*M1466,IF(K1466=2,L1466+2*M1466,IF(K1466=3,2*L1466+M1466,L1466+M1466))),VLOOKUP(C1466,'ورودی نیروها'!M$4:Q$1048576,5,FALSE))","v":345},1549125,1670625,1580464.2857142857,691453.125,1.3333333333333333,30,12.570053699169309,0.37025516224835153,0.43050087404306037,269105.16410035855,850855.26523678412,31050,2.9166222437951825,0.23202941797996673,"-","-","-","-","-"]
[null,{"$f":"'ورودی نیروها'!C1460","v":"BASE"},{"$f":"'ورودی نیروها'!D1460","v":16},{"$f":"'ورودی نیروها'!E1460","v":"ACIS62"},"16 - ACIS62",{"$f":"ABS('ورودی نیروها'!H1460)","v":11130.91},{"$f":"ABS('ورودی نیروها'!I1460)","v":745290.57},{"$f":"ABS('ورودی نیروها'!J1460)","v":2006531.3770000001},{"$f":"VLOOKUP(C1467,'ورودی نیروها'!M$4:P$1000000,2,FALSE)","v":60},{"$f":"VLOOKUP(C1467,'ورودی نیروها'!M$4:P$1000000,3,FALSE)","v":45},{"$f":"VLOOKUP(C1467,'ورودی نیروها'!M$4:P$1000000,4,FALSE)","v":3},105,135,{"$f":"IF(VLOOKUP(C1467,'ورودی نیروها'!M$4:Q$1048576,5,FALSE)=0,IF(K1467=1,2*L1467+2*M1467,IF(K1467=2,L1467+2*M1467,IF(K1467=3,2*L1467+M1467,L1467+M1467))),VLOOKUP(C1467,'ورودی نیروها'!M$4:Q$1048576,5,FALSE))","v":345},1549125,1670625,1580464.2857142857,691453.125,1.3333333333333333,30,12.570053699169309,0.37025516224835153,0.43050087404306037,275947.68091751635,863813.51159332553,31050,1.7858874325787231,0.14207476557532472,"-","-","-","-","-"]
[null,{"$f":"'ورودی نیروها'!C1461","v":"BASE"},{"$f":"'ورودی نیروها'!D1461","v":16},{"$f":"'ورودی نیروها'!E1461","v":"ACIS64"},"16 - ACIS64",{"$f":"ABS('ورودی نیروها'!H1461)","v":84713.88},{"$f":"ABS('ورودی نیروها'!I1461)","v":761384.34600000002},{"$f":"ABS('ورودی نیروها'!J1461)","v":2008472.1340000001},{"$f":"VLOOKUP(C1468,'ورودی نیروها'!M$4:P$1000000,2,FALSE)","v":60},{"$f":"VLOOKUP(C1468,'ورودی نیروها'!M$4:P$1000000,3,FALSE)","v":45},{"$f":"VLOOKUP(C1468,'ورودی نیروها'!M$4:P$1000000,4,FALSE)","v":3},105,135,{"$f":"IF(VLOOKUP(C1468,'ورودی نیروها'!M$4:Q$1048576,5,FALSE)=0,IF(K1468=1,2*L1468+2*M1468,IF(K1468=2,L1468+2*M1468,IF(K1468=3,2*L1468+M1468,L1468+M1468))),VLOOKUP(C1468,'ورودی نیروها'!M$4:Q$1048576,5,FALSE))","v":345},1549125,1670625,1580464.2857142857,691453.125,1.3333333333333333,30,12.570053699169309,0.37025516224835153,0.43050087404306037,281906.48456158501,864649.00917813065,31050,4.1607642149996114,0.33100608116531555,"-","-","-","-","-"]
[null,{"$f":"'ورودی نیروها'!C1462","v":"BASE"},{"$f":"'ورودی نیروها'!D1462","v":16},{"$f":"'ورودی نیروها'!E1462","v":"ACIS65"},"16 - ACIS65",{"$f":"ABS('ورودی نیروها'!H1462)","v":236149.31},{"$f":"ABS('ورودی نیروها'!I1462)","v":741552.59199999995},{"$f":"ABS('ورودی نیروها'!J1462)","v":2370286.75},{"$f":"VLOOKUP(C1469,'ورودی نیروها'!M$4:P$1000000,2,FALSE)","v":60},{"$f":"VLOOKUP(C1469,'ورودی نیروها'!M$4:P$1000000,3,FALSE)","v":45},{"$f":"VLOOKUP(C1469,'ورودی نیروها'!M$4:P$1000000,4,FALSE)","v":3},105,135,{"$f":"IF(VLOOKUP(C1469,'ورودی نیروها'!M$4:Q$1048576,5,FALSE)=0,IF(K1469=1,2*L1469+2*M1469,IF(K1469=2,L1469+2*M1469,IF(K1469=3,2*L1469+M1469,L1469+M1469))),VLOOKUP(C1469,'ورودی نیروها'!M$4:Q$1048576,5,FALSE))","v":345},1549125,1670625,1580464.2857142857,691453.125,1.3333333333333333,30,12.570053699169309,0.37025516224835153,0.43050087404306037,274563.67526664562,1020410.5176076849,31050,9.2584386562659375,0.73654726366664458,"-","-","-","-","-"]
[null,{"$f":"'ورودی نیروها'!C1463","v":"BASE"},{"$f":"'ورودی نیروها'!D1463","v":16},{"$f":"'ورودی نیروها'!E1463","v":"ACIS67"},"16 - ACIS67",{"$f":"ABS('ورودی نیروها'!H1463)","v":178059.14},{"$f":"ABS('ورودی نیروها'!I1463)","v":760033.13500000001},{"$f":"ABS('ورودی نیروها'!J1463)","v":2340186.3560000001},{"$f":"VLOOKUP(C1470,'ورودی نیروها'!M$4:P$1000000,2,FALSE)","v":60},{"$f":"VLOOKUP(C1470,'ورودی نیروها'!M$4:P$1000000,3,FALSE)","v":45},{"$f":"VLOOKUP(C1470,'ورودی نیروها'!M$4:P$1000000,4,FALSE)","v":3},105,135,{"$f":"IF(VLOOKUP(C1470,'ورودی نیروها'!M$4:Q$1048576,5,FALSE)=0,IF(K1470=1,2*L1470+2*M1470,IF(K1470=2,L1470+2*M1470,IF(K1470=3,2*L1470+M1470,L1470+M1470))),VLOOKUP(C1470,'ورودی نیروها'!M$4:Q$1048576,5,FALSE))","v":345},1549125,1670625,1580464.2857142857,691453.125,1.3333333333333333,30,12.570053699169309,0.37025516224835153,0.43050087404306037,281406.19171354827,1007452.2716816445,31050,7.373256140022133,0.58657316161739181,"-","-","-","-","-"]
[null,{"$f":"'ورودی نیروها'!C1464","v":"BASE"},{"$f":"'ورودی نیروها'!D1464","v":16},{"$f":"'ورودی نیروها'!E1464","v":"ACIS68"},"16 - ACIS68",{"$f":"ABS('ورودی نیروها'!H1464)","v":215813.76000000001},{"$f":"ABS('ورودی نیروها'!I1464)","v":728161.23699999996},{"$f":"ABS('ورودی نیروها'!J1464)","v":2308145.2039999999},{"$f":"VLOOKUP(C1471,'ورودی نیروها'!M$4:P$1000000,2,FALSE)","v":60},{"$f":"VLOOKUP(C1471,'ورودی نیروها'!M$4:P$1000000,3,FALSE)","v":45},{"$f":"VLOOKUP(C1471,'ورودی نیروها'!M$4:P$1000000,4,FALSE)","v":3},105,135,{"$f":"IF(VLOOKUP(C1471,'ورودی نیروها'!M$4:Q$1048576,5,FALSE)=0,IF(K1471=1,2*L1471+2*M1471,IF(K1471=2,L1471+2*M1471,IF(K1471=3,2*L1471+M1471,L1471+M1471))),VLOOKUP(C1471,'ورودی نیروها'!M$4:Q$1048576,5,FALSE))","v":345},1549125,1670625,1580464.2857142857,691453.125,1.3333333333333333,30,12.570053699169309,0.37025516224835153,0.43050087404306037,269605.45694839535,993658.52774029784,31050,8.5616193318588234,0.68111239114472655,"-","-","-","-","-"]
[null,{"$f":"'ورودی نیروها'!C1465","v":"BASE"},{"$f":"'ورودی نیروها'!D1465","v":16},{"$f":"'ورودی نیروها'!E1465","v":"ACIS69"},"16 - ACIS69",{"$f":"ABS('ورودی نیروها'!H1465)","v":39511},{"$f":"ABS('ورودی نیروها'!I1465)","v":647780.39099999995},{"$f":"ABS('ورودی نیروها'!J1465)","v":2178699.5469999998},{"$f":"VLOOKUP(C1472,'ورودی نیروها'!M$4:P$1000000,2,FALSE)","v":60},{"$f":"VLOOKUP(C1472,'ورودی نیروها'!M$4:P$1000000,3,FALSE)","v":45},{"$f":"VLOOKUP(C1472,'ورودی نیروها'!M$4:P$1000000,4,FALSE)","v":3},105,135,{"$f":"IF(VLOOKUP(C1472,'ورودی نیروها'!M$4:Q$1048576,5,FALSE)=0,IF(K1472=1,2*L1472+2*M1472,IF(K1472=2,L1472+2*M1472,IF(K1472=3,2*L1472+M1472,L1472+M1472))),VLOOKUP(C1472,'ورودی نیروها'!M$4:Q$1048576,5,FALSE))","v":345},1549125,1670625,1580464.2857142857,691453.125,1.3333333333333333,30,12.570053699169309,0.37025516224835153,0.43050087404306037,239844.03377100558,937932.05926071957,31050,2.7837866009453611,0.22146179066278193,"-","-","-","-","-"]
[null,{"$f":"'ورودی نیروها'!C1466","v":"BASE"},{"$f":"'ورودی نیروها'!D1466","v":16},{"$f":"'ورودی نیروها'!E1466","v":"ACIS70"},"16 - ACIS70",{"$f":"ABS('ورودی نیروها'!H1466)","v":18579.169999999998},{"$f":"ABS('ورودی نیروها'!I1466)","v":666260.93500000006},{"$f":"ABS('ورودی نیروها'!J1466)","v":2208799.9410000001},{"$f":"VLOOKUP(C1473,'ورودی نیروها'!M$4:P$1000000,2,FALSE)","v":60},{"$f":"VLOOKUP(C1473,'ورودی نیروها'!M$4:P$1000000,3,FALSE)","v":45},{"$f":"VLOOKUP(C1473,'ورودی نیروها'!M$4:P$1000000,4,FALSE)","v":3},105,135,{"$f":"IF(VLOOKUP(C1473,'ورودی نیروها'!M$4:Q$1048576,5,FALSE)=0,IF(K1473=1,2*L1473+2*M1473,IF(K1473=2,L1473+2*M1473,IF(K1473=3,2*L1473+M1473,L1473+M1473))),VLOOKUP(C1473,'ورودی نیروها'!M$4:Q$1048576,5,FALSE))","v":345},1549125,1670625,1580464.2857142857,691453.125,1.3333333333333333,30,12.570053699169309,0.37025516224835153,0.43050087404306037,246686.5505881634,950890.30518676026,31050,2.1328112093961535,0.169673993480004,"-","-","-","-","-"]
[null,{"$f":"'ورودی نیروها'!C1467","v":"BASE"},{"$f":"'ورودی نیروها'!D1467","v":16},{"$f":"'ورودی نیروها'!E1467","v":"ACIS71"},"16 - ACIS71",{"$f":"ABS('ورودی نیروها'!H1467)","v":77265.62},{"$f":"ABS('ورودی نیروها'!I1467)","v":840413.98100000003},{"$f":"ABS('ورودی نیروها'!J1467)","v":2210740.6979999999},{"$f":"VLOOKUP(C1474,'ورودی نیروها'!M$4:P$1000000,2,FALSE)","v":60},{"$f":"VLOOKUP(C1474,'ورودی نیروها'!M$4:P$1000000,3,FALSE)","v":45},{"$f":"VLOOKUP(C1474,'ورودی نیروها'!M$4:P$1000000,4,FALSE)","v":3},105,135,{"$f":"IF(VLOOKUP(C1474,'ورودی نیروها'!M$4:Q$1048576,5,FALSE)=0,IF(K1474=1,2*L1474+2*M1474,IF(K1474=2,L1474+2*M1474,IF(K1474=3,2*L1474+M1474,L1474+M1474))),VLOOKUP(C1474,'ورودی نیروها'!M$4:Q$1048576,5,FALSE))","v":345},1549125,1670625,1580464.2857142857,691453.125,1.3333333333333333,30,12.570053699169309,0.37025516224835153,0.43050087404306037,311167.61489093804,951725.80277156527,31050,4.0657065168651991,0.32344384631657391,"-","-","-","-","-"]
[null,{"$f":"'ورودی نیروها'!C1468","v":"BASE"},{"$f":"'ورودی نیروها'!D1468","v":16},{"$f":"'ورودی نیروها'!E1468","v":"ACIS72"},"16 - ACIS72",{"$f":"ABS('ورودی نیروها'!H1468)","v":19175.45},{"$f":"ABS('ورودی نیروها'!I1468)","v":821933.43799999997},{"$f":"ABS('ورودی نیروها'!J1468)","v":2240841.0929999999},{"$f":"VLOOKUP(C1475,'ورودی نیروها'!M$4:P$1000000,2,FALSE)","v":60},{"$f":"VLOOKUP(C1475,'ورودی نیروها'!M$4:P$1000000,3,FALSE)","v":45},{"$f":"VLOOKUP(C1475,'ورودی نیروها'!M$4:P$1000000,4,FALSE)","v":3},105,135,{"$f":"IF(VLOOKUP(C1475,'ورودی نیروها'!M$4:Q$1048576,5,FALSE)=0,IF(K1475=1,2*L1475+2*M1475,IF(K1475=2,L1475+2*M1475,IF(K1475=3,2*L1475+M1475,L1475+M1475))),VLOOKUP(C1475,'ورودی نیروها'!M$4:Q$1048576,5,FALSE))","v":345},1549125,1670625,1580464.2857142857,691453.125,1.3333333333333333,30,12.570053699169309,0.37025516224835153,0.43050087404306037,304325.09844403539,964684.04912810668,31050,2.2091711593354733,0.1757487447711911,"-","-","-","-","-"]
[null,{"$f":"'ورودی نیروها'!C1469","v":"BASE"},{"$f":"'ورودی نیروها'!D1469","v":16},{"$f":"'ورودی نیروها'!E1469","v":"ACIS73"},"16 - ACIS73",{"$f":"ABS('ورودی نیروها'!H1469)","v":122161.61},{"$f":"ABS('ورودی نیروها'!I1469)","v":2433104.6439999999},{"$f":"ABS('ورودی نیروها'!J1469)","v":785182.60499999998},{"$f":"VLOOKUP(C1476,'ورودی نیروها'!M$4:P$1000000,2,FALSE)","v":60},{"$f":"VLOOKUP(C1476,'ورودی نیروها'!M$4:P$1000000,3,FALSE)","v":45},{"$f":"VLOOKUP(C1476,'ورودی نیروها'!M$4:P$1000000,4,FALSE)","v":3},105,135,{"$f":"IF(VLOOKUP(C1476,'ورودی نیروها'!M$4:Q$1048576,5,FALSE)=0,IF(K1476=1,2*L1476+2*M1476,IF(K1476=2,L1476+2*M1476,IF(K1476=3,2*L1476+M1476,L1476+M1476))),VLOOKUP(C1476,'ورودی نیروها'!M$4:Q$1048576,5,FALSE))","v":345},1549125,1670625,1580464.2857142857,691453.125,1.3333333333333333,30,12.570053699169309,0.37025516224835153,0.43050087404306037,900869.55473143759,338021.79773590702,31050,5.004742959553516,0.39814809700329712,"-","-","-","-","-"]
[null,{"$f":"'ورودی نیروها'!C1470","v":"BASE"},{"$f":"'ورودی نیروها'!D1470","v":16},{"$f":"'ورودی نیروها'!E1470","v":"ACIS74"},"16 - ACIS74",{"$f":"ABS('ورودی نیروها'!H1470)","v":64071.44},{"$f":"ABS('ورودی نیروها'!I1470)","v":2451585.1880000001},{"$f":"ABS('ورودی نیروها'!J1470)","v":755082.21100000001},{"$f":"VLOOKUP(C1477,'ورودی نیروها'!M$4:P$1000000,2,FALSE)","v":60},{"$f":"VLOOKUP(C1477,'ورودی نیروها'!M$4:P$1000000,3,FALSE)","v":45},{"$f":"VLOOKUP(C1477,'ورودی نیروها'!M$4:P$1000000,4,FALSE)","v":3},105,135,{"$f":"IF(VLOOKUP(C1477,'ورودی نیروها'!M$4:Q$1048576,5,FALSE)=0,IF(K1477=1,2*L1477+2*M1477,IF(K1477=2,L1477+2*M1477,IF(K1477=3,2*L1477+M1477,L1477+M1477))),VLOOKUP(C1477,'ورودی نیروها'!M$4:Q$1048576,5,FALSE))","v":345},1549125,1670625,1580464.2857142857,691453.125,1.3333333333333333,30,12.570053699169309,0.37025516224835153,0.43050087404306037,907712.07154859544,325063.55180986656,31050,3.1195604435487194,0.2481739949730585,"-","-","-","-","-"]
[null,{"$f":"'ورودی نیروها'!C1471","v":"BASE"},{"$f":"'ورودی نیروها'!D1471","v":16},{"$f":"'ورودی نیروها'!E1471","v":"ACIS75"},"16 - ACIS75",{"$f":"ABS('ورودی نیروها'!H1471)","v":65404.6},{"$f":"ABS('ورودی نیروها'!I1471)","v":2428681.875},{"$f":"ABS('ورودی نیروها'!J1471)","v":518832.71500000003},{"$f":"VLOOKUP(C1478,'ورودی نیروها'!M$4:P$1000000,2,FALSE)","v":60},{"$f":"VLOOKUP(C1478,'ورودی نیروها'!M$4:P$1000000,3,FALSE)","v":45},{"$f":"VLOOKUP(C1478,'ورودی نیروها'!M$4:P$1000000,4,FALSE)","v":3},105,135,{"$f":"IF(VLOOKUP(C1478,'ورودی نیروها'!M$4:Q$1048576,5,FALSE)=0,IF(K1478=1,2*L1478+2*M1478,IF(K1478=2,L1478+2*M1478,IF(K1478=3,2*L1478+M1478,L1478+M1478))),VLOOKUP(C1478,'ورودی نیروها'!M$4:Q$1048576,5,FALSE))","v":345},1549125,1670625,1580464.2857142857,691453.125,1.3333333333333333,30,12.570053699169309,0.37025516224835153,0.43050087404306037,899232.00167775562,223357.93728963405,31050,3.0099325766537257,0.23945264266075783,"-","-","-","-","-"]
[null,{"$f":"'ورودی نیروها'!C1472","v":"BASE"},{"$f":"'ورودی نیروها'!D1472","v":16},{"$f":"'ورودی نیروها'!E1472","v":"ACIS76"},"16 - ACIS76",{"$f":"ABS('ورودی نیروها'!H1472)","v":7314.43},{"$f":"ABS('ورودی نیروها'!I1472)","v":2447162.4180000001},{"$f":"ABS('ورودی نیروها'!J1472)","v":548933.10900000005},{"$f":"VLOOKUP(C1479,'ورودی نیروها'!M$4:P$1000000,2,FALSE)","v":60},{"$f":"VLOOKUP(C1479,'ورودی نیروها'!M$4:P$1000000,3,FALSE)","v":45},{"$f":"VLOOKUP(C1479,'ورودی نیروها'!M$4:P$1000000,4,FALSE)","v":3},105,135,{"$f":"IF(VLOOKUP(C1479,'ورودی نیروها'!M$4:Q$1048576,5,FALSE)=0,IF(K1479=1,2*L1479+2*M1479,IF(K1479=2,L1479+2*M1479,IF(K1479=3,2*L1479+M1479,L1479+M1479))),VLOOKUP(C1479,'ورودی نیروها'!M$4:Q$1048576,5,FALSE))","v":345},1549125,1670625,1580464.2857142857,691453.125,1.3333333333333333,30,12.570053699169309,0.37025516224835153,0.43050087404306037,906074.51812465827,236316.18321567454,31050,1.1622312589395831,9.2460325687899733E-2,"-","-","-","-","-"]
[null,{"$f":"'ورودی نیروها'!C1473","v":"BASE"},{"$f":"'ورودی نیروها'!D1473","v":16},{"$f":"'ورودی نیروها'!E1473","v":"ACIS78"},"16 - ACIS78",{"$f":"ABS('ورودی نیروها'!H1473)","v":248010.34},{"$f":"ABS('ورودی نیروها'!I1473)","v":2527543.264},{"$f":"ABS('ورودی نیروها'!J1473)","v":678378.76599999995},{"$f":"VLOOKUP(C1480,'ورودی نیروها'!M$4:P$1000000,2,FALSE)","v":60},{"$f":"VLOOKUP(C1480,'ورودی نیروها'!M$4:P$1000000,3,FALSE)","v":45},{"$f":"VLOOKUP(C1480,'ورودی نیروها'!M$4:P$1000000,4,FALSE)","v":3},105,135,{"$f":"IF(VLOOKUP(C1480,'ورودی نیروها'!M$4:Q$1048576,5,FALSE)=0,IF(K1480=1,2*L1480+2*M1480,IF(K1480=2,L1480+2*M1480,IF(K1480=3,2*L1480+M1480,L1480+M1480))),VLOOKUP(C1480,'ورودی نیروها'!M$4:Q$1048576,5,FALSE))","v":345},1549125,1670625,1580464.2857142857,691453.125,1.3333333333333333,30,12.570053699169309,0.37025516224835153,0.43050087404306037,935835.94130204804,292042.65169525269,31050,9.0139174520108547,0.71709458588920261,"-","-","-","-","-"]
[null,{"$f":"'ورودی نیروها'!C1474","v":"BASE"},{"$f":"'ورودی نیروها'!D1474","v":16},{"$f":"'ورودی نیروها'!E1474","v":"ACIS79"},"16 - ACIS79",{"$f":"ABS('ورودی نیروها'!H1474)","v":191253.32},{"$f":"ABS('ورودی نیروها'!I1474)","v":2531966.0329999998},{"$f":"ABS('ورودی نیروها'!J1474)","v":625636.55299999996},{"$f":"VLOOKUP(C1481,'ورودی نیروها'!M$4:P$1000000,2,FALSE)","v":60},{"$f":"VLOOKUP(C1481,'ورودی نیروها'!M$4:P$1000000,3,FALSE)","v":45},{"$f":"VLOOKUP(C1481,'ورودی نیروها'!M$4:P$1000000,4,FALSE)","v":3},105,135,{"$f":"IF(VLOOKUP(C1481,'ورودی نیروها'!M$4:Q$1048576,5,FALSE)=0,IF(K1481=1,2*L1481+2*M1481,IF(K1481=2,L1481+2*M1481,IF(K1481=3,2*L1481+M1481,L1481+M1481))),VLOOKUP(C1481,'ورودی نیروها'!M$4:Q$1048576,5,FALSE))","v":345},1549125,1670625,1580464.2857142857,691453.125,1.3333333333333333,30,12.570053699169309,0.37025516224835153,0.43050087404306037,937473.4943557299,269337.08289978746,31050,7.1542137187035006,0.56914742688619435,"-","-","-","-","-"]
[null,{"$f":"'ورودی نیروها'!C1475","v":"BASE"},{"$f":"'ورودی نیروها'!D1475","v":16},{"$f":"'ورودی نیروها'!E1475","v":"ACIS80"},"16 - ACIS80",{"$f":"ABS('ورودی نیروها'!H1475)","v":133163.15},{"$f":"ABS('ورودی نیروها'!I1475)","v":2513485.4900000002},{"$f":"ABS('ورودی نیروها'!J1475)","v":655736.94799999997},{"$f":"VLOOKUP(C1482,'ورودی نیروها'!M$4:P$1000000,2,FALSE)","v":60},{"$f":"VLOOKUP(C1482,'ورودی نیروها'!M$4:P$1000000,3,FALSE)","v":45},{"$f":"VLOOKUP(C1482,'ورودی نیروها'!M$4:P$1000000,4,FALSE)","v":3},105,135,{"$f":"IF(VLOOKUP(C1482,'ورودی نیروها'!M$4:Q$1048576,5,FALSE)=0,IF(K1482=1,2*L1482+2*M1482,IF(K1482=2,L1482+2*M1482,IF(K1482=3,2*L1482+M1482,L1482+M1482))),VLOOKUP(C1482,'ورودی نیروها'!M$4:Q$1048576,5,FALSE))","v":345},1549125,1670625,1580464.2857142857,691453.125,1.3333333333333333,30,12.570053699169309,0.37025516224835153,0.43050087404306037,930630.97790882748,282295.32925632881,31050,5.2976783611737757,0.42145232534081156,"-","-","-","-","-"]
[null,{"$f":"'ورودی نیروها'!C1476","v":"BASE"},{"$f":"'ورودی نیروها'!D1476","v":16},{"$f":"'ورودی نیروها'!E1476","v":"ACIS81"},"16 - ACIS81",{"$f":"ABS('ورودی نیروها'!H1476)","v":126511.54},{"$f":"ABS('ورودی نیروها'!I1476)","v":2479049.5789999999},{"$f":"ABS('ورودی نیروها'!J1476)","v":902763.39199999999},{"$f":"VLOOKUP(C1483,'ورودی نیروها'!M$4:P$1000000,2,FALSE)","v":60},{"$f":"VLOOKUP(C1483,'ورودی نیروها'!M$4:P$1000000,3,FALSE)","v":45},{"$f":"VLOOKUP(C1483,'ورودی نیروها'!M$4:P$1000000,4,FALSE)","v":3},105,135,{"$f":"IF(VLOOKUP(C1483,'ورودی نیروها'!M$4:Q$1048576,5,FALSE)=0,IF(K1483=1,2*L1483+2*M1483,IF(K1483=2,L1483+2*M1483,IF(K1483=3,2*L1483+M1483,L1483+M1483))),VLOOKUP(C1483,'ورودی نیروها'!M$4:Q$1048576,5,FALSE))","v":345},1549125,1670625,1580464.2857142857,691453.125,1.3333333333333333,30,12.570053699169309,0.37025516224835153,0.43050087404306037,917880.9040943525,388640.42931007792,31050,5.2290247517106057,0.41599064545413722,"-","-","-","-","-"]
[null,{"$f":"'ورودی نیروها'!C1477","v":"BASE"},{"$f":"'ورودی نیروها'!D1477","v":16},{"$f":"'ورودی نیروها'!E1477","v":"ACIS82"},{"$f":"CONCATENATE(C1484,\" - \",D1484)","v":"16 - ACIS82"},{"$f":"ABS('ورودی نیروها'!H1477)","v":68421.36},{"$f":"ABS('ورودی نیروها'!I1477)","v":2497530.122},{"$f":"ABS('ورودی نیروها'!J1477)","v":872662.99800000002},{"$f":"VLOOKUP(C1484,'ورودی نیروها'!M$4:P$1000000,2,FALSE)","v":60},{"$f":"VLOOKUP(C1484,'ورودی نیروها'!M$4:P$1000000,3,FALSE)","v":45},{"$f":"VLOOKUP(C1484,'ورودی نیروها'!M$4:P$1000000,4,FALSE)","v":3},{"$f":"IF(OR(K1484=1,K1484=2),I1484+$C$6,I1484+($C$6/2))","v":105},{"$f":"IF(OR(K1484=1,K1484=3),J1484+$C$6,J1484+($C$6/2))","v":135},{"$f":"IF(VLOOKUP(C1484,'ورودی نیروها'!M$4:Q$1048576,5,FALSE)=0,IF(K1484=1,2*L1484+2*M1484,IF(K1484=2,L1484+2*M1484,IF(K1484=3,2*L1484+M1484,L1484+M1484))),VLOOKUP(C1484,'ورودی نیروها'!M$4:Q$1048576,5,FALSE))","v":345},{"$f":"IF(K1484=1,(L1484*$C$6*(L1484+3*M1484)+$C$6^3)/3,IF(K1484=2,(2*M1484^2*$C$6*(M1484+2*L1484)+$C$6^3*(2*M1484+L1484))/(6*M1484),IF(K1484=3,M1484*$C$6*(M1484+6*L1484)/6,($C$6*(L1484+4*M1484)+$C$6^3*(L1484+M1484))/(6*L1484))))","v":1549125},{"$f":"IF(K1484=1,(L1484*$C$6*(L1484+3*M1484)+$C$6^3)/3,IF(K1484=2,(2*M1484^2*$C$6*(M1484+2*L1484)+$C$6^3*(2*M1484+L1484))/(6*(L1484+M1484)),IF(K1484=3,(M1484*$C$6*(M1484+6*L1484)+$C$6^3)/6,(L1484^2*$C$6*(L1484+4*M1484)+$C$6^3*(L1484+M1484))/(6*(L1484+2*M1484)))))","v":1670625},{"$f":"IF(K1484=1,(M1484*$C$6*(M1484+3*L1484)+$C$6^3)/3,IF(K1484=2,L1484*$C$6*(L1484+6*M1484)/6,IF(K1484=3,(2*L1484^2*$C$6*(L1484+2*M1484)+$C$6^3*(2*L1484+M1484))/(6*L1484),($C$6*(M1484+4*L1484)+$C$6^3*(M1484+L1484))/(6*M1484))))","v":1580464.2857142857},{"$f":"IF(K1484=1,(M1484*$C$6*(M1484+3*L1484)+$C$6^3)/3,IF(K1484=2,(L1484*$C$6*(L1484+6*M1484)+$C$6^3)/6,IF(K1484=3,(2*L1484^2*$C$6*(L1484+2*M1484)+$C$6^3*(2*L1484+M1484))/(6*(M1484+L1484)),(M1484^2*$C$6*(M1484+4*L1484)+$C$6^3*(M1484+L1484))/(6*(M1484+2*L1484)))))","v":691453.125},{"$f":"MAX(I1484:J1484)/MIN(I1484:J1484)","v":1.3333333333333333},{"$f":"IF(K1484=1,40,IF(K1484=4,20,30))","v":30},{"$f":"MIN(0.53*$C$5*(1+(2/S1484))*SQRT($C$4),0.53*$C$5*(1+((T1484*$C$6)/(2*N1484)))*SQRT($C$4),1.06*$C$5*SQRT($C$4))","v":12.570053699169309},{"$f":"1-(1/((1+(2/3)*SQRT(L1484/M1484))))","v":0.37025516224835153},{"$f":"1-(1/((1+(2/3)*SQRT(M1484/L1484))))","v":0.43050087404306037},{"$f":"V1484*G1484","v":924723.42054125515},{"$f":"W1484*H1484","v":375682.18338403746},{"$f":"N1484*$C$6","v":31050},{"$f":"(F1484/Z1484)+(X1484/MIN(O1484:P1484))+(Y1484/MIN(Q1484:R1484))","v":3.3438419134056088},{"$f":"AA1484/U1484","v":0.26601651778357849},{"$f":"IF(AB1484<=1,\"-\",F1484/$C$5)","v":"-"},{"$f":"IF(AB1484<=1,\"-\",3*U1484*N1484*$C$6/$C$5)","v":"-"},{"$f":"IF(AB1484<=1,\"-\",IF(AC1484<=AD1484,\"OK\",\"NOT OK\"))","v":"-"},{"$f":"IF(AB1484<=1,\"-\",IF(OR($C$6>=15,$C$6>=16*($C$8/10)),\"OK\",\"NOT OK\"))","v":"-"},{"$f":"IF(OR(AE1484=\"NOT OK\",AF1484=\"NOT OK\"),\"CANT USE\",IF(AB1484<=1,\"-\",(AA1484-U1484)*N1484/($C$5*$C$7)))","v":"-"}]
[null,{"$f":"'ورودی نیروها'!C1478","v":"BASE"},{"$f":"'ورودی نیروها'!D1478","v":16},{"$f":"'ورودی نیروها'!E1478","v":"ACIS83"},"16 - ACIS83",{"$f":"ABS('ورودی نیروها'!H1478)","v":69754.52},{"$f":"ABS('ورودی نیروها'!I1478)","v":2474626.8089999999},{"$f":"ABS('ورودی نیروها'!J1478)","v":401251.92800000001},{"$f":"VLOOKUP(C1485,'ورودی نیروها'!M$4:P$1000000,2,FALSE)","v":60},{"$f":"VLOOKUP(C1485,'ورودی نیروها'!M$4:P$1000000,3,FALSE)","v":45},{"$f":"VLOOKUP(C1485,'ورودی نیروها'!M$4:P$1000000,4,FALSE)","v":3},105,135,{"$f":"IF(VLOOKUP(C1485,'ورودی نیروها'!M$4:Q$1048576,5,FALSE)=0,IF(K1485=1,2*L1485+2*M1485,IF(K1485=2,L1485+2*M1485,IF(K1485=3,2*L1485+M1485,L1485+M1485))),VLOOKUP(C1485,'ورودی نیروها'!M$4:Q$1048576,5,FALSE))","v":345},1549125,1670625,1580464.2857142857,691453.125,1.3333333333333333,30,12.570053699169309,0.37025516224835153,0.43050087404306037,916243.35067041533,172739.30571546312,31050,3.0878017164653335,0.2456474562769283,"-","-","-","-","-"]
[null,{"$f":"'ورودی نیروها'!C1479","v":"BASE"},{"$f":"'ورودی نیروها'!D1479","v":16},{"$f":"'ورودی نیروها'!E1479","v":"ACIS84"},"16 - ACIS84",{"$f":"ABS('ورودی نیروها'!H1479)","v":11664.35},{"$f":"ABS('ورودی نیروها'!I1479)","v":2493107.352},{"$f":"ABS('ورودی نیروها'!J1479)","v":431352.32199999999},{"$f":"VLOOKUP(C1486,'ورودی نیروها'!M$4:P$1000000,2,FALSE)","v":60},{"$f":"VLOOKUP(C1486,'ورودی نیروها'!M$4:P$1000000,3,FALSE)","v":45},{"$f":"VLOOKUP(C1486,'ورودی نیروها'!M$4:P$1000000,4,FALSE)","v":3},105,135,{"$f":"IF(VLOOKUP(C1486,'ورودی نیروها'!M$4:Q$1048576,5,FALSE)=0,IF(K1486=1,2*L1486+2*M1486,IF(K1486=2,L1486+2*M1486,IF(K1486=3,2*L1486+M1486,L1486+M1486))),VLOOKUP(C1486,'ورودی نیروها'!M$4:Q$1048576,5,FALSE))","v":345},1549125,1670625,1580464.2857142857,691453.125,1.3333333333333333,30,12.570053699169309,0.37025516224835153,0.43050087404306037,923085.86711731809,185697.55164150361,31050,1.2401003987511907,9.8655139304070175E-2,"-","-","-","-","-"]
[null,{"$f":"'ورودی نیروها'!C1480","v":"BASE"},{"$f":"'ورودی نیروها'!D1480","v":16},{"$f":"'ورودی نیروها'!E1480","v":"ACIS85"},"16 - ACIS85",{"$f":"ABS('ورودی نیروها'!H1480)","v":243660.41},{"$f":"ABS('ورودی نیروها'!I1480)","v":2573488.1979999999},{"$f":"ABS('ورودی نیروها'!J1480)","v":560797.97900000005},{"$f":"VLOOKUP(C1487,'ورودی نیروها'!M$4:P$1000000,2,FALSE)","v":60},{"$f":"VLOOKUP(C1487,'ورودی نیروها'!M$4:P$1000000,3,FALSE)","v":45},{"$f":"VLOOKUP(C1487,'ورودی نیروها'!M$4:P$1000000,4,FALSE)","v":3},105,135,{"$f":"IF(VLOOKUP(C1487,'ورودی نیروها'!M$4:Q$1048576,5,FALSE)=0,IF(K1487=1,2*L1487+2*M1487,IF(K1487=2,L1487+2*M1487,IF(K1487=3,2*L1487+M1487,L1487+M1487))),VLOOKUP(C1487,'ورودی نیروها'!M$4:Q$1048576,5,FALSE))","v":345},1549125,1670625,1580464.2857142857,691453.125,1.3333333333333333,30,12.570053699169309,0.37025516224835153,0.43050087404306037,952847.29029470775,241424.02012108185,31050,8.8115981860253605,0.70099924764901156,"-","-","-","-","-"]
[null,{"$f":"'ورودی نیروها'!C1481","v":"BASE"},{"$f":"'ورودی نیروها'!D1481","v":16},{"$f":"'ورودی نیروها'!E1481","v":"ACIS86"},"16 - ACIS86",{"$f":"ABS('ورودی نیروها'!H1481)","v":185570.24},{"$f":"ABS('ورودی نیروها'!I1481)","v":2555007.6549999998},{"$f":"ABS('ورودی نیروها'!J1481)","v":530697.58499999996},{"$f":"VLOOKUP(C1488,'ورودی نیروها'!M$4:P$1000000,2,FALSE)","v":60},{"$f":"VLOOKUP(C1488,'ورودی نیروها'!M$4:P$1000000,3,FALSE)","v":45},{"$f":"VLOOKUP(C1488,'ورودی نیروها'!M$4:P$1000000,4,FALSE)","v":3},105,135,{"$f":"IF(VLOOKUP(C1488,'ورودی نیروها'!M$4:Q$1048576,5,FALSE)=0,IF(K1488=1,2*L1488+2*M1488,IF(K1488=2,L1488+2*M1488,IF(K1488=3,2*L1488+M1488,L1488+M1488))),VLOOKUP(C1488,'ورودی نیروها'!M$4:Q$1048576,5,FALSE))","v":345},1549125,1670625,1580464.2857142857,691453.125,1.3333333333333333,30,12.570053699169309,0.37025516224835153,0.43050087404306037,946004.7738478051,228465.7741950413,31050,6.9175816293433678,0.55032236097770337,"-","-","-","-","-"]
[null,{"$f":"'ورودی نیروها'!C1482","v":"BASE"},{"$f":"'ورودی نیروها'!D1482","v":16},{"$f":"'ورودی نیروها'!E1482","v":"ACIS87"},"16 - ACIS87",{"$f":"ABS('ورودی نیروها'!H1482)","v":186903.4},{"$f":"ABS('ورودی نیروها'!I1482)","v":2577910.9679999999},{"$f":"ABS('ورودی نیروها'!J1482)","v":743217.34},{"$f":"VLOOKUP(C1489,'ورودی نیروها'!M$4:P$1000000,2,FALSE)","v":60},{"$f":"VLOOKUP(C1489,'ورودی نیروها'!M$4:P$1000000,3,FALSE)","v":45},{"$f":"VLOOKUP(C1489,'ورودی نیروها'!M$4:P$1000000,4,FALSE)","v":3},105,135,{"$f":"IF(VLOOKUP(C1489,'ورودی نیروها'!M$4:Q$1048576,5,FALSE)=0,IF(K1489=1,2*L1489+2*M1489,IF(K1489=2,L1489+2*M1489,IF(K1489=3,2*L1489+M1489,L1489+M1489))),VLOOKUP(C1489,'ورودی نیروها'!M$4:Q$1048576,5,FALSE))","v":345},1549125,1670625,1580464.2857142857,691453.125,1.3333333333333333,30,12.570053699169309,0.37025516224835153,0.43050087404306037,954484.84371864493,319955.71447395836,31050,7.0983071050634905,0.56469982348067305,"-","-","-","-","-"]
[null,{"$f":"'ورودی نیروها'!C1483","v":"BASE"},{"$f":"'ورودی نیروها'!D1483","v":16},{"$f":"'ورودی نیروها'!E1483","v":"ACIS88"},"16 - ACIS88",{"$f":"ABS('ورودی نیروها'!H1483)","v":128813.22},{"$f":"ABS('ورودی نیروها'!I1483)","v":2559430.4240000001},{"$f":"ABS('ورودی نیروها'!J1483)","v":773317.73499999999},{"$f":"VLOOKUP(C1490,'ورودی نیروها'!M$4:P$1000000,2,FALSE)","v":60},{"$f":"VLOOKUP(C1490,'ورودی نیروها'!M$4:P$1000000,3,FALSE)","v":45},{"$f":"VLOOKUP(C1490,'ورودی نیروها'!M$4:P$1000000,4,FALSE)","v":3},105,135,{"$f":"IF(VLOOKUP(C1490,'ورودی نیروها'!M$4:Q$1048576,5,FALSE)=0,IF(K1490=1,2*L1490+2*M1490,IF(K1490=2,L1490+2*M1490,IF(K1490=3,2*L1490+M1490,L1490+M1490))),VLOOKUP(C1490,'ورودی نیروها'!M$4:Q$1048576,5,FALSE))","v":345},1549125,1670625,1580464.2857142857,691453.125,1.3333333333333333,30,12.570053699169309,0.37025516224835153,0.43050087404306037,947642.32690148719,332913.96083049971,31050,5.241771425233563,0.41700469629497011,"-","-","-","-","-"]
[null,{"$f":"'ورودی نیروها'!C1484","v":"BASE"},{"$f":"'ورودی نیروها'!D1484","v":16},{"$f":"'ورودی نیروها'!E1484","v":"ACIS89"},"16 - ACIS89",{"$f":"ABS('ورودی نیروها'!H1484)","v":117811.69},{"$f":"ABS('ورودی نیروها'!I1484)","v":2387159.71},{"$f":"ABS('ورودی نیروها'!J1484)","v":667601.81799999997},{"$f":"VLOOKUP(C1491,'ورودی نیروها'!M$4:P$1000000,2,FALSE)","v":60},{"$f":"VLOOKUP(C1491,'ورودی نیروها'!M$4:P$1000000,3,FALSE)","v":45},{"$f":"VLOOKUP(C1491,'ورودی نیروها'!M$4:P$1000000,4,FALSE)","v":3},105,135,{"$f":"IF(VLOOKUP(C1491,'ورودی نیروها'!M$4:Q$1048576,5,FALSE)=0,IF(K1491=1,2*L1491+2*M1491,IF(K1491=2,L1491+2*M1491,IF(K1491=3,2*L1491+M1491,L1491+M1491))),VLOOKUP(C1491,'ورودی نیروها'!M$4:Q$1048576,5,FALSE))","v":345},1549125,1670625,1580464.2857142857,691453.125,1.3333333333333333,30,12.570053699169309,0.37025516224835153,0.43050087404306037,883858.20573877776,287403.16616173612,31050,4.7804614896966253,0.38030557419277705,"-","-","-","-","-"]
[null,{"$f":"'ورودی نیروها'!C1485","v":"BASE"},{"$f":"'ورودی نیروها'!D1485","v":16},{"$f":"'ورودی نیروها'!E1485","v":"ACIS90"},"16 - ACIS90",{"$f":"ABS('ورودی نیروها'!H1485)","v":59721.52},{"$f":"ABS('ورودی نیروها'!I1485)","v":2405640.253},{"$f":"ABS('ورودی نیروها'!J1485)","v":637501.424},{"$f":"VLOOKUP(C1492,'ورودی نیروها'!M$4:P$1000000,2,FALSE)","v":60},{"$f":"VLOOKUP(C1492,'ورودی نیروها'!M$4:P$1000000,3,FALSE)","v":45},{"$f":"VLOOKUP(C1492,'ورودی نیروها'!M$4:P$1000000,4,FALSE)","v":3},105,135,{"$f":"IF(VLOOKUP(C1492,'ورودی نیروها'!M$4:Q$1048576,5,FALSE)=0,IF(K1492=1,2*L1492+2*M1492,IF(K1492=2,L1492+2*M1492,IF(K1492=3,2*L1492+M1492,L1492+M1492))),VLOOKUP(C1492,'ورودی نیروها'!M$4:Q$1048576,5,FALSE))","v":345},1549125,1670625,1580464.2857142857,691453.125,1.3333333333333333,30,12.570053699169309,0.37025516224835153,0.43050087404306037,890700.72218568041,274444.92023569561,31050,2.8952789734528199,0.23033147214352429,"-","-","-","-","-"]
[null,{"$f":"'ورودی نیروها'!C1486","v":"BASE"},{"$f":"'ورودی نیروها'!D1486","v":16},{"$f":"'ورودی نیروها'!E1486","v":"ACIS91"},"16 - ACIS91",{"$f":"ABS('ورودی نیروها'!H1486)","v":61054.68},{"$f":"ABS('ورودی نیروها'!I1486)","v":2382736.94},{"$f":"ABS('ورودی نیروها'!J1486)","v":636413.50199999998},{"$f":"VLOOKUP(C1493,'ورودی نیروها'!M$4:P$1000000,2,FALSE)","v":60},{"$f":"VLOOKUP(C1493,'ورودی نیروها'!M$4:P$1000000,3,FALSE)","v":45},{"$f":"VLOOKUP(C1493,'ورودی نیروها'!M$4:P$1000000,4,FALSE)","v":3},105,135,{"$f":"IF(VLOOKUP(C1493,'ورودی نیروها'!M$4:Q$1048576,5,FALSE)=0,IF(K1493=1,2*L1493+2*M1493,IF(K1493=2,L1493+2*M1493,IF(K1493=3,2*L1493+M1493,L1493+M1493))),VLOOKUP(C1493,'ورودی نیروها'!M$4:Q$1048576,5,FALSE))","v":345},1549125,1670625,1580464.2857142857,691453.125,1.3333333333333333,30,12.570053699169309,0.37025516224835153,0.43050087404306037,882220.65231484058,273976.56886380492,31050,2.9320634366031091,0.23325782902557324,"-","-","-","-","-"]
[null,{"$f":"'ورودی نیروها'!C1487","v":"BASE"},{"$f":"'ورودی نیروها'!D1487","v":16},{"$f":"'ورودی نیروها'!E1487","v":"ACIS92"},"16 - ACIS92",{"$f":"ABS('ورودی نیروها'!H1487)","v":2964.5},{"$f":"ABS('ورودی نیروها'!I1487)","v":2401217.4840000002},{"$f":"ABS('ورودی نیروها'!J1487)","v":666513.89599999995},{"$f":"VLOOKUP(C1494,'ورودی نیروها'!M$4:P$1000000,2,FALSE)","v":60},{"$f":"VLOOKUP(C1494,'ورودی نیروها'!M$4:P$1000000,3,FALSE)","v":45},{"$f":"VLOOKUP(C1494,'ورودی نیروها'!M$4:P$1000000,4,FALSE)","v":3},105,135,{"$f":"IF(VLOOKUP(C1494,'ورودی نیروها'!M$4:Q$1048576,5,FALSE)=0,IF(K1494=1,2*L1494+2*M1494,IF(K1494=2,L1494+2*M1494,IF(K1494=3,2*L1494+M1494,L1494+M1494))),VLOOKUP(C1494,'ورودی نیروها'!M$4:Q$1048576,5,FALSE))","v":345},1549125,1670625,1580464.2857142857,691453.125,1.3333333333333333,30,12.570053699169309,0.37025516224835153,0.43050087404306037,889063.16913199855,286934.81478984543,31050,1.084361797066784,8.6265486450423354E-2,"-","-","-","-","-"]
[null,{"$f":"'ورودی نیروها'!C1488","v":"BASE"},{"$f":"'ورودی نیروها'!D1488","v":16},{"$f":"'ورودی نیروها'!E1488","v":"ACIS93"},"16 - ACIS93",{"$f":"ABS('ورودی نیروها'!H1488)","v":252360.26},{"$f":"ABS('ورودی نیروها'!I1488)","v":2481598.3289999999},{"$f":"ABS('ورودی نیروها'!J1488)","v":795959.55299999996},{"$f":"VLOOKUP(C1495,'ورودی نیروها'!M$4:P$1000000,2,FALSE)","v":60},{"$f":"VLOOKUP(C1495,'ورودی نیروها'!M$4:P$1000000,3,FALSE)","v":45},{"$f":"VLOOKUP(C1495,'ورودی نیروها'!M$4:P$1000000,4,FALSE)","v":3},105,135,{"$f":"IF(VLOOKUP(C1495,'ورودی نیروها'!M$4:Q$1048576,5,FALSE)=0,IF(K1495=1,2*L1495+2*M1495,IF(K1495=2,L1495+2*M1495,IF(K1495=3,2*L1495+M1495,L1495+M1495))),VLOOKUP(C1495,'ورودی نیروها'!M$4:Q$1048576,5,FALSE))","v":345},1549125,1670625,1580464.2857142857,691453.125,1.3333333333333333,30,12.570053699169309,0.37025516224835153,0.43050087404306037,918824.59193913301,342661.28326942364,31050,9.2162363956961499,0.73318989848907368,"-","-","-","-","-"]
[null,{"$f":"'ورودی نیروها'!C1489","v":"BASE"},{"$f":"'ورودی نیروها'!D1489","v":16},{"$f":"'ورودی نیروها'!E1489","v":"ACIS94"},"16 - ACIS94",{"$f":"ABS('ورودی نیروها'!H1489)","v":194270.07999999999},{"$f":"ABS('ورودی نیروها'!I1489)","v":2463117.7859999998},{"$f":"ABS('ورودی نیروها'!J1489)","v":765859.15899999999},{"$f":"VLOOKUP(C1496,'ورودی نیروها'!M$4:P$1000000,2,FALSE)","v":60},{"$f":"VLOOKUP(C1496,'ورودی نیروها'!M$4:P$1000000,3,FALSE)","v":45},{"$f":"VLOOKUP(C1496,'ورودی نیروها'!M$4:P$1000000,4,FALSE)","v":3},105,135,{"$f":"IF(VLOOKUP(C1496,'ورودی نیروها'!M$4:Q$1048576,5,FALSE)=0,IF(K1496=1,2*L1496+2*M1496,IF(K1496=2,L1496+2*M1496,IF(K1496=3,2*L1496+M1496,L1496+M1496))),VLOOKUP(C1496,'ورودی نیروها'!M$4:Q$1048576,5,FALSE))","v":345},1549125,1670625,1580464.2857142857,691453.125,1.3333333333333333,30,12.570053699169309,0.37025516224835153,0.43050087404306037,911982.07549223036,329703.03734338313,31050,7.3222195169529636,0.5825129861964593,"-","-","-","-","-"]
[null,{"$f":"'ورودی نیروها'!C1490","v":"BASE"},{"$f":"'ورودی نیروها'!D1490","v":16},{"$f":"'ورودی نیروها'!E1490","v":"ACIS95"},"16 - ACIS95",{"$f":"ABS('ورودی نیروها'!H1490)","v":195603.24},{"$f":"ABS('ورودی نیروها'!I1490)","v":2486021.0989999999},{"$f":"ABS('ورودی نیروها'!J1490)","v":508055.766},{"$f":"VLOOKUP(C1497,'ورودی نیروها'!M$4:P$1000000,2,FALSE)","v":60},{"$f":"VLOOKUP(C1497,'ورودی نیروها'!M$4:P$1000000,3,FALSE)","v":45},{"$f":"VLOOKUP(C1497,'ورودی نیروها'!M$4:P$1000000,4,FALSE)","v":3},105,135,{"$f":"IF(VLOOKUP(C1497,'ورودی نیروها'!M$4:Q$1048576,5,FALSE)=0,IF(K1497=1,2*L1497+2*M1497,IF(K1497=2,L1497+2*M1497,IF(K1497=3,2*L1497+M1497,L1497+M1497))),VLOOKUP(C1497,'ورودی نیروها'!M$4:Q$1048576,5,FALSE))","v":345},1549125,1670625,1580464.2857142857,691453.125,1.3333333333333333,30,12.570053699169309,0.37025516224835153,0.43050087404306037,920462.14536307019,218718.45132561657,31050,7.2101203325825214,0.57359503031072978,"-","-","-","-","-"]
[null,{"$f":"'ورودی نیروها'!C1491","v":"BASE"},{"$f":"'ورودی نیروها'!D1491","v":16},{"$f":"'ورودی نیروها'!E1491","v":"ACIS96"},"16 - ACIS96",{"$f":"ABS('ورودی نیروها'!H1491)","v":137513.07},{"$f":"ABS('ورودی نیروها'!I1491)","v":2467540.5559999999},{"$f":"ABS('ورودی نیروها'!J1491)","v":538156.16099999996},{"$f":"VLOOKUP(C1498,'ورودی نیروها'!M$4:P$1000000,2,FALSE)","v":60},{"$f":"VLOOKUP(C1498,'ورودی نیروها'!M$4:P$1000000,3,FALSE)","v":45},{"$f":"VLOOKUP(C1498,'ورودی نیروها'!M$4:P$1000000,4,FALSE)","v":3},105,135,{"$f":"IF(VLOOKUP(C1498,'ورودی نیروها'!M$4:Q$1048576,5,FALSE)=0,IF(K1498=1,2*L1498+2*M1498,IF(K1498=2,L1498+2*M1498,IF(K1498=3,2*L1498+M1498,L1498+M1498))),VLOOKUP(C1498,'ورودی نیروها'!M$4:Q$1048576,5,FALSE))","v":345},1549125,1670625,1580464.2857142857,691453.125,1.3333333333333333,30,12.570053699169309,0.37025516224835153,0.43050087404306037,913619.62891616754,231676.69768215789,31050,5.3535849750527955,0.42589992876534705,"-","-","-","-","-"]
[null,{"$f":"'ورودی نیروها'!C1492","v":"BASE"},{"$f":"'ورودی نیروها'!D1492","v":17},{"$f":"'ورودی نیروها'!E1492","v":"ACIB01"},"17 - ACIB01",{"$f":"ABS('ورودی نیروها'!H1492)","v":21809.06},{"$f":"ABS('ورودی نیروها'!I1492)","v":337665.95400000003},{"$f":"ABS('ورودی نیروها'!J1492)","v":21391.445},{"$f":"VLOOKUP(C1499,'ورودی نیروها'!M$4:P$1000000,2,FALSE)","v":50},{"$f":"VLOOKUP(C1499,'ورودی نیروها'!M$4:P$1000000,3,FALSE)","v":45},{"$f":"VLOOKUP(C1499,'ورودی نیروها'!M$4:P$1000000,4,FALSE)","v":3},95,135,{"$f":"IF(VLOOKUP(C1499,'ورودی نیروها'!M$4:Q$1048576,5,FALSE)=0,IF(K1499=1,2*L1499+2*M1499,IF(K1499=2,L1499+2*M1499,IF(K1499=3,2*L1499+M1499,L1499+M1499))),VLOOKUP(C1499,'ورودی نیروها'!M$4:Q$1048576,5,FALSE))","v":325},1427625,1549125,1455907.894736842,601353.26086956519,1.1111111111111112,30,12.570053699169309,0.35866478943038027,0.44280983864878554,121108.88828921848,9472.3423089143707,29250,0.84619302239816063,6.7318170840756336E-2,"-","-","-","-","-"]
[null,{"$f":"'ورودی نیروها'!C1493","v":"BASE"},{"$f":"'ورودی نیروها'!D1493","v":17},{"$f":"'ورودی نیروها'!E1493","v":"ACIB02"},"17 - ACIB02",{"$f":"ABS('ورودی نیروها'!H1493)","v":27386.51},{"$f":"ABS('ورودی نیروها'!I1493)","v":419844.91},{"$f":"ABS('ورودی نیروها'!J1493)","v":5116.0990000000002},{"$f":"VLOOKUP(C1500,'ورودی نیروها'!M$4:P$1000000,2,FALSE)","v":50},{"$f":"VLOOKUP(C1500,'ورودی نیروها'!M$4:P$1000000,3,FALSE)","v":45},{"$f":"VLOOKUP(C1500,'ورودی نیروها'!M$4:P$1000000,4,FALSE)","v":3},95,135,{"$f":"IF(VLOOKUP(C1500,'ورودی نیروها'!M$4:Q$1048576,5,FALSE)=0,IF(K1500=1,2*L1500+2*M1500,IF(K1500=2,L1500+2*M1500,IF(K1500=3,2*L1500+M1500,L1500+M1500))),VLOOKUP(C1500,'ورودی نیروها'!M$4:Q$1048576,5,FALSE))","v":325},1427625,1549125,1455907.894736842,601353.26086956519,1.1111111111111112,30,12.570053699169309,0.35866478943038027,0.44280983864878554,150583.58623856696,2265.458972701213,29250,1.0455365980981128,8.3176780554820307E-2,"-","-","-","-","-"]
[null,{"$f":"'ورودی نیروها'!C1494","v":"BASE"},{"$f":"'ورودی نیروها'!D1494","v":17},{"$f":"'ورودی نیروها'!E1494","v":"ACIS01"},"17 - ACIS01",{"$f":"ABS('ورودی نیروها'!H1494)","v":27769.31},{"$f":"ABS('ورودی نیروها'!I1494)","v":151947.01699999999},{"$f":"ABS('ورودی نیروها'!J1494)","v":2457849.9440000001},{"$f":"VLOOKUP(C1501,'ورودی نیروها'!M$4:P$1000000,2,FALSE)","v":50},{"$f":"VLOOKUP(C1501,'ورودی نیروها'!M$4:P$1000000,3,FALSE)","v":45},{"$f":"VLOOKUP(C1501,'ورودی نیروها'!M$4:P$1000000,4,FALSE)","v":3},95,135,{"$f":"IF(VLOOKUP(C1501,'ورودی نیروها'!M$4:Q$1048576,5,FALSE)=0,IF(K1501=1,2*L1501+2*M1501,IF(K1501=2,L1501+2*M1501,IF(K1501=3,2*L1501+M1501,L1501+M1501))),VLOOKUP(C1501,'ورودی نیروها'!M$4:Q$1048576,5,FALSE))","v":325},1427625,1549125,1455907.894736842,601353.26086956519,1.1111111111111112,30,12.570053699169309,0.35866478943038027,0.44280983864878554,54498.044856879409,1088360.1371255666,29250,2.7974036009978112,0.22254507959521902,"-","-","-","-","-"]
[null,{"$f":"'ورودی نیروها'!C1495","v":"BASE"},{"$f":"'ورودی نیروها'!D1495","v":17},{"$f":"'ورودی نیروها'!E1495","v":"ACIS02"},"17 - ACIS02",{"$f":"ABS('ورودی نیروها'!H1495)","v":21231.08},{"$f":"ABS('ورودی نیروها'!I1495)","v":253000.967},{"$f":"ABS('ورودی نیروها'!J1495)","v":2451879.5129999998},{"$f":"VLOOKUP(C1502,'ورودی نیروها'!M$4:P$1000000,2,FALSE)","v":50},{"$f":"VLOOKUP(C1502,'ورودی نیروها'!M$4:P$1000000,3,FALSE)","v":45},{"$f":"VLOOKUP(C1502,'ورودی نیروها'!M$4:P$1000000,4,FALSE)","v":3},95,135,{"$f":"IF(VLOOKUP(C1502,'ورودی نیروها'!M$4:Q$1048576,5,FALSE)=0,IF(K1502=1,2*L1502+2*M1502,IF(K1502=2,L1502+2*M1502,IF(K1502=3,2*L1502+M1502,L1502+M1502))),VLOOKUP(C1502,'ورودی نیروها'!M$4:Q$1048576,5,FALSE))","v":325},1427625,1549125,1455907.894736842,601353.26086956519,1.1111111111111112,30,12.570053699169309,0.35866478943038027,0.44280983864878554,90742.538554737592,1085716.3715377927,29250,2.5948659750682297,0.20643236991419625,"-","-","-","-","-"]
[null,{"$f":"'ورودی نیروها'!C1496","v":"BASE"},{"$f":"'ورودی نیروها'!D1496","v":17},{"$f":"'ورودی نیروها'!E1496","v":"ACIS03"},"17 - ACIS03",{"$f":"ABS('ورودی نیروها'!H1496)","v":29000.84},{"$f":"ABS('ورودی نیروها'!I1496)","v":811705.53300000005},{"$f":"ABS('ورودی نیروها'!J1496)","v":2419348.2560000001},{"$f":"VLOOKUP(C1503,'ورودی نیروها'!M$4:P$1000000,2,FALSE)","v":50},{"$f":"VLOOKUP(C1503,'ورودی نیروها'!M$4:P$1000000,3,FALSE)","v":45},{"$f":"VLOOKUP(C1503,'ورودی نیروها'!M$4:P$1000000,4,FALSE)","v":3},95,135,{"$f":"IF(VLOOKUP(C1503,'ورودی نیروها'!M$4:Q$1048576,5,FALSE)=0,IF(K1503=1,2*L1503+2*M1503,IF(K1503=2,L1503+2*M1503,IF(K1503=3,2*L1503+M1503,L1503+M1503))),VLOOKUP(C1503,'ورودی نیروها'!M$4:Q$1048576,5,FALSE))","v":325},1427625,1549125,1455907.894736842,601353.26086956519,1.1111111111111112,30,12.570053699169309,0.35866478943038027,0.44280983864878554,291130.19407291961,1071311.2108745808,29250,2.976908572697897,0.23682544593223384,"-","-","-","-","-"]
[null,{"$f":"'ورودی نیروها'!C1497","v":"BASE"},{"$f":"'ورودی نیروها'!D1497","v":17},{"$f":"'ورودی نیروها'!E1497","v":"ACIS04"},"17 - ACIS04",{"$f":"ABS('ورودی نیروها'!H1497)","v":22462.6},{"$f":"ABS('ورودی نیروها'!I1497)","v":710651.58299999998},{"$f":"ABS('ورودی نیروها'!J1497)","v":2413377.8250000002},{"$f":"VLOOKUP(C1504,'ورودی نیروها'!M$4:P$1000000,2,FALSE)","v":50},{"$f":"VLOOKUP(C1504,'ورودی نیروها'!M$4:P$1000000,3,FALSE)","v":45},{"$f":"VLOOKUP(C1504,'ورودی نیروها'!M$4:P$1000000,4,FALSE)","v":3},95,135,{"$f":"IF(VLOOKUP(C1504,'ورودی نیروها'!M$4:Q$1048576,5,FALSE)=0,IF(K1504=1,2*L1504+2*M1504,IF(K1504=2,L1504+2*M1504,IF(K1504=3,2*L1504+M1504,L1504+M1504))),VLOOKUP(C1504,'ورودی نیروها'!M$4:Q$1048576,5,FALSE))","v":325},1427625,1549125,1455907.894736842,601353.26086956519,1.1111111111111112,30,12.570053699169309,0.35866478943038027,0.44280983864878554,254885.70037506139,1068667.4452868071,29250,2.7235946746571944,0.21667327283074239,"-","-","-","-","-"]
[null,{"$f":"'ورودی نیروها'!C1498","v":"BASE"},{"$f":"'ورودی نیروها'!D1498","v":17},{"$f":"'ورودی نیروها'!E1498","v":"ACIS05"},"17 - ACIS05",{"$f":"ABS('ورودی نیروها'!H1498)","v":25790.639999999999},{"$f":"ABS('ورودی نیروها'!I1498)","v":31225.525000000001},{"$f":"ABS('ورودی نیروها'!J1498)","v":2406021.3050000002},{"$f":"VLOOKUP(C1505,'ورودی نیروها'!M$4:P$1000000,2,FALSE)","v":50},{"$f":"VLOOKUP(C1505,'ورودی نیروها'!M$4:P$1000000,3,FALSE)","v":45},{"$f":"VLOOKUP(C1505,'ورودی نیروها'!M$4:P$1000000,4,FALSE)","v":3},95,135,{"$f":"IF(VLOOKUP(C1505,'ورودی نیروها'!M$4:Q$1048576,5,FALSE)=0,IF(K1505=1,2*L1505+2*M1505,IF(K1505=2,L1505+2*M1505,IF(K1505=3,2*L1505+M1505,L1505+M1505))),VLOOKUP(C1505,'ورودی نیروها'!M$4:Q$1048576,5,FALSE))","v":325},1427625,1549125,1455907.894736842,601353.26086956519,1.1111111111111112,30,12.570053699169309,0.35866478943038027,0.44280983864878554,11199.496348978075,1065409.9058525905,29250,2.6612633780754891,0.2117145592028265,"-","-","-","-","-"]
[null,{"$f":"'ورودی نیروها'!C1499","v":"BASE"},{"$f":"'ورودی نیروها'!D1499","v":17},{"$f":"'ورودی نیروها'!E1499","v":"ACIS06"},"17 - ACIS06",{"$f":"ABS('ورودی نیروها'!H1499)","v":19252.41},{"$f":"ABS('ورودی نیروها'!I1499)","v":69828.425000000003},{"$f":"ABS('ورودی نیروها'!J1499)","v":2411991.7370000002},{"$f":"VLOOKUP(C1506,'ورودی نیروها'!M$4:P$1000000,2,FALSE)","v":50},{"$f":"VLOOKUP(C1506,'ورودی نیروها'!M$4:P$1000000,3,FALSE)","v":45},{"$f":"VLOOKUP(C1506,'ورودی نیروها'!M$4:P$1000000,4,FALSE)","v":3},95,135,{"$f":"IF(VLOOKUP(C1506,'ورودی نیروها'!M$4:Q$1048576,5,FALSE)=0,IF(K1506=1,2*L1506+2*M1506,IF(K1506=2,L1506+2*M1506,IF(K1506=3,2*L1506+M1506,L1506+M1506))),VLOOKUP(C1506,'ورودی نیروها'!M$4:Q$1048576,5,FALSE))","v":325},1427625,1549125,1455907.894736842,601353.26086956519,1.1111111111111112,30,12.570053699169309,0.35866478943038027,0.44280983864878554,25044.997348880104,1068053.671883174,29250,2.451828784126008,0.19505316705910627,"-","-","-","-","-"]
[null,{"$f":"'ورودی نیروها'!C1500","v":"BASE"},{"$f":"'ورودی نیروها'!D1500","v":17},{"$f":"'ورودی نیروها'!E1500","v":"ACIS07"},"17 - ACIS07",{"$f":"ABS('ورودی نیروها'!H1500)","v":27022.17},{"$f":"ABS('ورودی نیروها'!I1500)","v":994878.07400000002},{"$f":"ABS('ورودی نیروها'!J1500)","v":2444522.9939999999},{"$f":"VLOOKUP(C1507,'ورودی نیروها'!M$4:P$1000000,2,FALSE)","v":50},{"$f":"VLOOKUP(C1507,'ورودی نیروها'!M$4:P$1000000,3,FALSE)","v":45},{"$f":"VLOOKUP(C1507,'ورودی نیروها'!M$4:P$1000000,4,FALSE)","v":3},95,135,{"$f":"IF(VLOOKUP(C1507,'ورودی نیروها'!M$4:Q$1048576,5,FALSE)=0,IF(K1507=1,2*L1507+2*M1507,IF(K1507=2,L1507+2*M1507,IF(K1507=3,2*L1507+M1507,L1507+M1507))),VLOOKUP(C1507,'ورودی نیروها'!M$4:Q$1048576,5,FALSE))","v":325},1427625,1549125,1455907.894736842,601353.26086956519,1.1111111111111112,30,12.570053699169309,0.35866478943038027,0.44280983864878554,356827.7349201123,1082458.8325463862,29250,2.9738180603137967,0.2365795828310838,"-","-","-","-","-"]
[null,{"$f":"'ورودی نیروها'!C1501","v":"BASE"},{"$f":"'ورودی نیروها'!D1501","v":17},{"$f":"'ورودی نیروها'!E1501","v":"ACIS08"},"17 - ACIS08",{"$f":"ABS('ورودی نیروها'!H1501)","v":20483.939999999999},{"$f":"ABS('ورودی نیروها'!I1501)","v":893824.125},{"$f":"ABS('ورودی نیروها'!J1501)","v":2450493.4249999998},{"$f":"VLOOKUP(C1508,'ورودی نیروها'!M$4:P$1000000,2,FALSE)","v":50},{"$f":"VLOOKUP(C1508,'ورودی نیروها'!M$4:P$1000000,3,FALSE)","v":45},{"$f":"VLOOKUP(C1508,'ورودی نیروها'!M$4:P$1000000,4,FALSE)","v":3},95,135,{"$f":"IF(VLOOKUP(C1508,'ورودی نیروها'!M$4:Q$1048576,5,FALSE)=0,IF(K1508=1,2*L1508+2*M1508,IF(K1508=2,L1508+2*M1508,IF(K1508=3,2*L1508+M1508,L1508+M1508))),VLOOKUP(C1508,'ورودی نیروها'!M$4:Q$1048576,5,FALSE))","v":325},1427625,1549125,1455907.894736842,601353.26086956519,1.1111111111111112,30,12.570053699169309,0.35866478943038027,0.44280983864878554,320583.2415809189,1085102.5981341598,29250,2.7292972249561478,0.21712693440096548,"-","-","-","-","-"]
[null,{"$f":"'ورودی نیروها'!C1502","v":"BASE"},{"$f":"'ورودی نیروها'!D1502","v":17},{"$f":"'ورودی نیروها'!E1502","v":"ACIS09"},"17 - ACIS09",{"$f":"ABS('ورودی نیروها'!H1502)","v":27815.200000000001},{"$f":"ABS('ورودی نیروها'!I1502)","v":65456.93},{"$f":"ABS('ورودی نیروها'!J1502)","v":2341623.4849999999},{"$f":"VLOOKUP(C1509,'ورودی نیروها'!M$4:P$1000000,2,FALSE)","v":50},{"$f":"VLOOKUP(C1509,'ورودی نیروها'!M$4:P$1000000,3,FALSE)","v":45},{"$f":"VLOOKUP(C1509,'ورودی نیروها'!M$4:P$1000000,4,FALSE)","v":3},95,135,{"$f":"IF(VLOOKUP(C1509,'ورودی نیروها'!M$4:Q$1048576,5,FALSE)=0,IF(K1509=1,2*L1509+2*M1509,IF(K1509=2,L1509+2*M1509,IF(K1509=3,2*L1509+M1509,L1509+M1509))),VLOOKUP(C1509,'ورودی نیروها'!M$4:Q$1048576,5,FALSE))","v":325},1427625,1549125,1455907.894736842,601353.26086956519,1.1111111111111112,30,12.570053699169309,0.35866478943038027,0.44280983864878554,23477.096015209143,1036893.9175690569,29250,2.6916594267395317,0.21413269116880621,"-","-","-","-","-"]
[null,{"$f":"'ورودی نیروها'!C1503","v":"BASE"},{"$f":"'ورودی نیروها'!D1503","v":17},{"$f":"'ورودی نیروها'!E1503","v":"ACIS10"},"17 - ACIS10",{"$f":"ABS('ورودی نیروها'!H1503)","v":21276.97},{"$f":"ABS('ورودی نیروها'!I1503)","v":166510.88},{"$f":"ABS('ورودی نیروها'!J1503)","v":2335653.0529999998},{"$f":"VLOOKUP(C1510,'ورودی نیروها'!M$4:P$1000000,2,FALSE)","v":50},{"$f":"VLOOKUP(C1510,'ورودی نیروها'!M$4:P$1000000,3,FALSE)","v":45},{"$f":"VLOOKUP(C1510,'ورودی نیروها'!M$4:P$1000000,4,FALSE)","v":3},95,135,{"$f":"IF(VLOOKUP(C1510,'ورودی نیروها'!M$4:Q$1048576,5,FALSE)=0,IF(K1510=1,2*L1510+2*M1510,IF(K1510=2,L1510+2*M1510,IF(K1510=3,2*L1510+M1510,L1510+M1510))),VLOOKUP(C1510,'ورودی نیروها'!M$4:Q$1048576,5,FALSE))","v":325},1427625,1549125,1455907.894736842,601353.26086956519,1.1111111111111112,30,12.570053699169309,0.35866478943038027,0.44280983864878554,59721.589713067318,1034250.1515384732,29250,2.4891218000735948,0.1980199814292033,"-","-","-","-","-"]
[null,{"$f":"'ورودی نیروها'!C1504","v":"BASE"},{"$f":"'ورودی نیروها'!D1504","v":17},{"$f":"'ورودی نیروها'!E1504","v":"ACIS11"},"17 - ACIS11",{"$f":"ABS('ورودی نیروها'!H1504)","v":29046.73},{"$f":"ABS('ورودی نیروها'!I1504)","v":898195.62},{"$f":"ABS('ورودی نیروها'!J1504)","v":2303121.7960000001},{"$f":"VLOOKUP(C1511,'ورودی نیروها'!M$4:P$1000000,2,FALSE)","v":50},{"$f":"VLOOKUP(C1511,'ورودی نیروها'!M$4:P$1000000,3,FALSE)","v":45},{"$f":"VLOOKUP(C1511,'ورودی نیروها'!M$4:P$1000000,4,FALSE)","v":3},95,135,{"$f":"IF(VLOOKUP(C1511,'ورودی نیروها'!M$4:Q$1048576,5,FALSE)=0,IF(K1511=1,2*L1511+2*M1511,IF(K1511=2,L1511+2*M1511,IF(K1511=3,2*L1511+M1511,L1511+M1511))),VLOOKUP(C1511,'ورودی نیروها'!M$4:Q$1048576,5,FALSE))","v":325},1427625,1549125,1455907.894736842,601353.26086956519,1.1111111111111112,30,12.570053699169309,0.35866478943038027,0.44280983864878554,322151.14291458984,1019844.9908752613,29250,2.9146225170856912,0.23187033141141664,"-","-","-","-","-"]
[null,{"$f":"'ورودی نیروها'!C1505","v":"BASE"},{"$f":"'ورودی نیروها'!D1505","v":17},{"$f":"'ورودی نیروها'!E1505","v":"ACIS12"},"17 - ACIS12",{"$f":"ABS('ورودی نیروها'!H1505)","v":21121.69},{"$f":"ABS('ورودی نیروها'!I1505)","v":165746.45199999999},{"$f":"ABS('ورودی نیروها'!J1505)","v":1988296.679},{"$f":"VLOOKUP(C1512,'ورودی نیروها'!M$4:P$1000000,2,FALSE)","v":50},{"$f":"VLOOKUP(C1512,'ورودی نیروها'!M$4:P$1000000,3,FALSE)","v":45},{"$f":"VLOOKUP(C1512,'ورودی نیروها'!M$4:P$1000000,4,FALSE)","v":3},95,135,{"$f":"IF(VLOOKUP(C1512,'ورودی نیروها'!M$4:Q$1048576,5,FALSE)=0,IF(K1512=1,2*L1512+2*M1512,IF(K1512=2,L1512+2*M1512,IF(K1512=3,2*L1512+M1512,L1512+M1512))),VLOOKUP(C1512,'ورودی نیروها'!M$4:Q$1048576,5,FALSE))","v":325},1427625,1549125,1455907.894736842,601353.26086956519,1.1111111111111112,30,12.570053699169309,0.35866478943038027,0.44280983864878554,59447.416305412626,880437.33161390608,29250,2.2278432238016603,0.17723418508139605,"-","-","-","-","-"]
[null,{"$f":"'ورودی نیروها'!C1506","v":"BASE"},{"$f":"'ورودی نیروها'!D1506","v":17},{"$f":"'ورودی نیروها'!E1506","v":"ACIS13"},"17 - ACIS13",{"$f":"ABS('ورودی نیروها'!H1506)","v":25744.75},{"$f":"ABS('ورودی نیروها'!I1506)","v":55264.561999999998},{"$f":"ABS('ورودی نیروها'!J1506)","v":2289794.8459999999},{"$f":"VLOOKUP(C1513,'ورودی نیروها'!M$4:P$1000000,2,FALSE)","v":50},{"$f":"VLOOKUP(C1513,'ورودی نیروها'!M$4:P$1000000,3,FALSE)","v":45},{"$f":"VLOOKUP(C1513,'ورودی نیروها'!M$4:P$1000000,4,FALSE)","v":3},95,135,{"$f":"IF(VLOOKUP(C1513,'ورودی نیروها'!M$4:Q$1048576,5,FALSE)=0,IF(K1513=1,2*L1513+2*M1513,IF(K1513=2,L1513+2*M1513,IF(K1513=3,2*L1513+M1513,L1513+M1513))),VLOOKUP(C1513,'ورودی نیروها'!M$4:Q$1048576,5,FALSE))","v":325},1427625,1549125,1455907.894736842,601353.26086956519,1.1111111111111112,30,12.570053699169309,0.35866478943038027,0.44280983864878554,19821.452492692195,1013943.6862960807,29250,2.5801498561141258,0.20526164150632348,"-","-","-","-","-"]
[null,{"$f":"'ورودی نیروها'!C1507","v":"BASE"},{"$f":"'ورودی نیروها'!D1507","v":17},{"$f":"'ورودی نیروها'!E1507","v":"ACIS14"},"17 - ACIS14",{"$f":"ABS('ورودی نیروها'!H1507)","v":19206.52},{"$f":"ABS('ورودی نیروها'!I1507)","v":156318.51199999999},{"$f":"ABS('ورودی نیروها'!J1507)","v":2295765.2769999998},{"$f":"VLOOKUP(C1514,'ورودی نیروها'!M$4:P$1000000,2,FALSE)","v":50},{"$f":"VLOOKUP(C1514,'ورودی نیروها'!M$4:P$1000000,3,FALSE)","v":45},{"$f":"VLOOKUP(C1514,'ورودی نیروها'!M$4:P$1000000,4,FALSE)","v":3},95,135,{"$f":"IF(VLOOKUP(C1514,'ورودی نیروها'!M$4:Q$1048576,5,FALSE)=0,IF(K1514=1,2*L1514+2*M1514,IF(K1514=2,L1514+2*M1514,IF(K1514=3,2*L1514+M1514,L1514+M1514))),VLOOKUP(C1514,'ورودی نیروها'!M$4:Q$1048576,5,FALSE))","v":325},1427625,1549125,1455907.894736842,601353.26086956519,1.1111111111111112,30,12.570053699169309,0.35866478943038027,0.44280983864878554,56065.94619055037,1016587.4518838543,29250,2.3864049507360243,0.18984842927868556,"-","-","-","-","-"]
[null,{"$f":"'ورودی نیروها'!C1508","v":"BASE"},{"$f":"'ورودی نیروها'!D1508","v":17},{"$f":"'ورودی نیروها'!E1508","v":"ACIS15"},"17 - ACIS15",{"$f":"ABS('ورودی نیروها'!H1508)","v":26976.28},{"$f":"ABS('ورودی نیروها'!I1508)","v":908387.98800000001},{"$f":"ABS('ورودی نیروها'!J1508)","v":2328296.534},{"$f":"VLOOKUP(C1515,'ورودی نیروها'!M$4:P$1000000,2,FALSE)","v":50},{"$f":"VLOOKUP(C1515,'ورودی نیروها'!M$4:P$1000000,3,FALSE)","v":45},{"$f":"VLOOKUP(C1515,'ورودی نیروها'!M$4:P$1000000,4,FALSE)","v":3},95,135,{"$f":"IF(VLOOKUP(C1515,'ورودی نیروها'!M$4:Q$1048576,5,FALSE)=0,IF(K1515=1,2*L1515+2*M1515,IF(K1515=2,L1515+2*M1515,IF(K1515=3,2*L1515+M1515,L1515+M1515))),VLOOKUP(C1515,'ورودی نیروها'!M$4:Q$1048576,5,FALSE))","v":325},1427625,1549125,1455907.894736842,601353.26086956519,1.1111111111111112,30,12.570053699169309,0.35866478943038027,0.44280983864878554,325806.78643710678,1030992.6125470666,29250,2.8649361077926159,0.22791757110647387,"-","-","-","-","-"]
[null,{"$f":"'ورودی نیروها'!C1509","v":"BASE"},{"$f":"'ورودی نیروها'!D1509","v":17},{"$f":"'ورودی نیروها'!E1509","v":"ACIS16"},"17 - ACIS16",{"$f":"ABS('ورودی نیروها'!H1509)","v":20438.04},{"$f":"ABS('ورودی نیروها'!I1509)","v":807334.03799999994},{"$f":"ABS('ورودی نیروها'!J1509)","v":2334266.9649999999},{"$f":"VLOOKUP(C1516,'ورودی نیروها'!M$4:P$1000000,2,FALSE)","v":50},{"$f":"VLOOKUP(C1516,'ورودی نیروها'!M$4:P$1000000,3,FALSE)","v":45},{"$f":"VLOOKUP(C1516,'ورودی نیروها'!M$4:P$1000000,4,FALSE)","v":3},95,135,{"$f":"IF(VLOOKUP(C1516,'ورودی نیروها'!M$4:Q$1048576,5,FALSE)=0,IF(K1516=1,2*L1516+2*M1516,IF(K1516=2,L1516+2*M1516,IF(K1516=3,2*L1516+M1516,L1516+M1516))),VLOOKUP(C1516,'ورودی نیروها'!M$4:Q$1048576,5,FALSE))","v":325},1427625,1549125,1455907.894736842,601353.26086956519,1.1111111111111112,30,12.570053699169309,0.35866478943038027,0.44280983864878554,289562.2927392486,1033636.3781348403,29250,2.6204149303033937,0.20846489545836736,"-","-","-","-","-"]
[null,{"$f":"'ورودی نیروها'!C1510","v":"BASE"},{"$f":"'ورودی نیروها'!D1510","v":17},{"$f":"'ورودی نیروها'!E1510","v":"ACIS17"},"17 - ACIS17",{"$f":"ABS('ورودی نیروها'!H1510)","v":27723.42},{"$f":"ABS('ورودی نیروها'!I1510)","v":238437.10399999999},{"$f":"ABS('ورودی نیروها'!J1510)","v":2574076.4040000001},{"$f":"VLOOKUP(C1517,'ورودی نیروها'!M$4:P$1000000,2,FALSE)","v":50},{"$f":"VLOOKUP(C1517,'ورودی نیروها'!M$4:P$1000000,3,FALSE)","v":45},{"$f":"VLOOKUP(C1517,'ورودی نیروها'!M$4:P$1000000,4,FALSE)","v":3},95,135,{"$f":"IF(VLOOKUP(C1517,'ورودی نیروها'!M$4:Q$1048576,5,FALSE)=0,IF(K1517=1,2*L1517+2*M1517,IF(K1517=2,L1517+2*M1517,IF(K1517=3,2*L1517+M1517,L1517+M1517))),VLOOKUP(C1517,'ورودی نیروها'!M$4:Q$1048576,5,FALSE))","v":325},1427625,1549125,1455907.894736842,601353.26086956519,1.1111111111111112,30,12.570053699169309,0.35866478943038027,0.44280983864878554,85518.993698549675,1139826.3571248862,29250,2.903147775992446,0.23095746808021198,"-","-","-","-","-"]
[null,{"$f":"'ورودی نیروها'!C1511","v":"BASE"},{"$f":"'ورودی نیروها'!D1511","v":17},{"$f":"'ورودی نیروها'!E1511","v":"ACIS18"},"17 - ACIS18",{"$f":"ABS('ورودی نیروها'!H1511)","v":21185.19},{"$f":"ABS('ورودی نیروها'!I1511)","v":339491.054},{"$f":"ABS('ورودی نیروها'!J1511)","v":2568105.9730000002},{"$f":"VLOOKUP(C1518,'ورودی نیروها'!M$4:P$1000000,2,FALSE)","v":50},{"$f":"VLOOKUP(C1518,'ورودی نیروها'!M$4:P$1000000,3,FALSE)","v":45},{"$f":"VLOOKUP(C1518,'ورودی نیروها'!M$4:P$1000000,4,FALSE)","v":3},95,135,{"$f":"IF(VLOOKUP(C1518,'ورودی نیروها'!M$4:Q$1048576,5,FALSE)=0,IF(K1518=1,2*L1518+2*M1518,IF(K1518=2,L1518+2*M1518,IF(K1518=3,2*L1518+M1518,L1518+M1518))),VLOOKUP(C1518,'ورودی نیروها'!M$4:Q$1048576,5,FALSE))","v":325},1427625,1549125,1455907.894736842,601353.26086956519,1.1111111111111112,30,12.570053699169309,0.35866478943038027,0.44280983864878554,121763.48739640786,1137182.5915371126,29250,2.700610150062865,0.21484475839918923,"-","-","-","-","-"]
[null,{"$f":"'ورودی نیروها'!C1512","v":"BASE"},{"$f":"'ورودی نیروها'!D1512","v":17},{"$f":"'ورودی نیروها'!E1512","v":"ACIS19"},"17 - ACIS19",{"$f":"ABS('ورودی نیروها'!H1512)","v":28954.94},{"$f":"ABS('ورودی نیروها'!I1512)","v":725215.446},{"$f":"ABS('ورودی نیروها'!J1512)","v":2535574.716},{"$f":"VLOOKUP(C1519,'ورودی نیروها'!M$4:P$1000000,2,FALSE)","v":50},{"$f":"VLOOKUP(C1519,'ورودی نیروها'!M$4:P$1000000,3,FALSE)","v":45},{"$f":"VLOOKUP(C1519,'ورودی نیروها'!M$4:P$1000000,4,FALSE)","v":3},95,135,{"$f":"IF(VLOOKUP(C1519,'ورودی نیروها'!M$4:Q$1048576,5,FALSE)=0,IF(K1519=1,2*L1519+2*M1519,IF(K1519=2,L1519+2*M1519,IF(K1519=3,2*L1519+M1519,L1519+M1519))),VLOOKUP(C1519,'ورودی نیروها'!M$4:Q$1048576,5,FALSE))","v":325},1427625,1549125,1455907.894736842,601353.26086956519,1.1111111111111112,30,12.570053699169309,0.35866478943038027,0.44280983864878554,260109.24523124931,1122777.4308739002,29250,3.0391942864297601,0.24178053325504925,"-","-","-","-","-"]
[null,{"$f":"'ورودی نیروها'!C1513","v":"BASE"},{"$f":"'ورودی نیروها'!D1513","v":17},{"$f":"'ورودی نیروها'!E1513","v":"ACIS20"},"17 - ACIS20",{"$f":"ABS('ورودی نیروها'!H1513)","v":21185.19},{"$f":"ABS('ورودی نیروها'!I1513)","v":339491.054},{"$f":"ABS('ورودی نیروها'!J1513)","v":2568105.9730000002},{"$f":"VLOOKUP(C1520,'ورودی نیروها'!M$4:P$1000000,2,FALSE)","v":50},{"$f":"VLOOKUP(C1520,'ورودی نیروها'!M$4:P$1000000,3,FALSE)","v":45},{"$f":"VLOOKUP(C1520,'ورودی نیروها'!M$4:P$1000000,4,FALSE)","v":3},95,135,{"$f":"IF(VLOOKUP(C1520,'ورودی نیروها'!M$4:Q$1048576,5,FALSE)=0,IF(K1520=1,2*L1520+2*M1520,IF(K1520=2,L1520+2*M1520,IF(K1520=3,2*L1520+M1520,L1520+M1520))),VLOOKUP(C1520,'ورودی نیروها'!M$4:Q$1048576,5,FALSE))","v":325},1427625,1549125,1455907.894736842,601353.26086956519,1.1111111111111112,30,12.570053699169309,0.35866478943038027,0.44280983864878554,121763.48739640786,1137182.5915371126,29250,2.700610150062865,0.21484475839918923,"-","-","-","-","-"]
[null,{"$f":"'ورودی نیروها'!C1514","v":"BASE"},{"$f":"'ورودی نیروها'!D1514","v":17},{"$f":"'ورودی نیروها'!E1514","v":"ACIS21"},"17 - ACIS21",{"$f":"ABS('ورودی نیروها'!H1514)","v":25836.54},{"$f":"ABS('ورودی نیروها'!I1514)","v":117715.611},{"$f":"ABS('ورودی نیروها'!J1514)","v":2522247.7650000001},{"$f":"VLOOKUP(C1521,'ورودی نیروها'!M$4:P$1000000,2,FALSE)","v":50},{"$f":"VLOOKUP(C1521,'ورودی نیروها'!M$4:P$1000000,3,FALSE)","v":45},{"$f":"VLOOKUP(C1521,'ورودی نیروها'!M$4:P$1000000,4,FALSE)","v":3},95,135,{"$f":"IF(VLOOKUP(C1521,'ورودی نیروها'!M$4:Q$1048576,5,FALSE)=0,IF(K1521=1,2*L1521+2*M1521,IF(K1521=2,L1521+2*M1521,IF(K1521=3,2*L1521+M1521,L1521+M1521))),VLOOKUP(C1521,'ورودی نیروها'!M$4:Q$1048576,5,FALSE))","v":325},1427625,1549125,1455907.894736842,601353.26086956519,1.1111111111111112,30,12.570053699169309,0.35866478943038027,0.44280983864878554,42220.444831983557,1116876.1258519101,29250,2.7701456724770117,0.22037659812543814,"-","-","-","-","-"]
[null,{"$f":"'ورودی نیروها'!C1515","v":"BASE"},{"$f":"'ورودی نیروها'!D1515","v":17},{"$f":"'ورودی نیروها'!E1515","v":"ACIS22"},"17 - ACIS22",{"$f":"ABS('ورودی نیروها'!H1515)","v":19298.3},{"$f":"ABS('ورودی نیروها'!I1515)","v":16661.662},{"$f":"ABS('ورودی نیروها'!J1515)","v":2528218.196},{"$f":"VLOOKUP(C1522,'ورودی نیروها'!M$4:P$1000000,2,FALSE)","v":50},{"$f":"VLOOKUP(C1522,'ورودی نیروها'!M$4:P$1000000,3,FALSE)","v":45},{"$f":"VLOOKUP(C1522,'ورودی نیروها'!M$4:P$1000000,4,FALSE)","v":3},95,135,{"$f":"IF(VLOOKUP(C1522,'ورودی نیروها'!M$4:Q$1048576,5,FALSE)=0,IF(K1522=1,2*L1522+2*M1522,IF(K1522=2,L1522+2*M1522,IF(K1522=3,2*L1522+M1522,L1522+M1522))),VLOOKUP(C1522,'ورودی نیروها'!M$4:Q$1048576,5,FALSE))","v":325},1427625,1549125,1455907.894736842,601353.26086956519,1.1111111111111112,30,12.570053699169309,0.35866478943038027,0.44280983864878554,5975.9514927901691,1119519.8914396837,29250,2.525624495239021,0.20092392249731811,"-","-","-","-","-"]
[null,{"$f":"'ورودی نیروها'!C1516","v":"BASE"},{"$f":"'ورودی نیروها'!D1516","v":17},{"$f":"'ورودی نیروها'!E1516","v":"ACIS23"},"17 - ACIS23",{"$f":"ABS('ورودی نیروها'!H1516)","v":27068.06},{"$f":"ABS('ورودی نیروها'!I1516)","v":1081368.1610000001},{"$f":"ABS('ورودی نیروها'!J1516)","v":2560749.4530000002},{"$f":"VLOOKUP(C1523,'ورودی نیروها'!M$4:P$1000000,2,FALSE)","v":50},{"$f":"VLOOKUP(C1523,'ورودی نیروها'!M$4:P$1000000,3,FALSE)","v":45},{"$f":"VLOOKUP(C1523,'ورودی نیروها'!M$4:P$1000000,4,FALSE)","v":3},95,135,{"$f":"IF(VLOOKUP(C1523,'ورودی نیروها'!M$4:Q$1048576,5,FALSE)=0,IF(K1523=1,2*L1523+2*M1523,IF(K1523=2,L1523+2*M1523,IF(K1523=3,2*L1523+M1523,L1523+M1523))),VLOOKUP(C1523,'ورودی نیروها'!M$4:Q$1048576,5,FALSE))","v":325},1427625,1549125,1455907.894736842,601353.26086956519,1.1111111111111112,30,12.570053699169309,0.35866478943038027,0.44280983864878554,387848.68376178259,1133925.0521028959,29250,3.0827000123498536,0.24524159451710009,"-","-","-","-","-"]
[null,{"$f":"'ورودی نیروها'!C1517","v":"BASE"},{"$f":"'ورودی نیروها'!D1517","v":17},{"$f":"'ورودی نیروها'!E1517","v":"ACIS24"},"17 - ACIS24",{"$f":"ABS('ورودی نیروها'!H1517)","v":20529.830000000002},{"$f":"ABS('ورودی نیروها'!I1517)","v":980314.21200000006},{"$f":"ABS('ورودی نیروها'!J1517)","v":2566719.8849999998},{"$f":"VLOOKUP(C1524,'ورودی نیروها'!M$4:P$1000000,2,FALSE)","v":50},{"$f":"VLOOKUP(C1524,'ورودی نیروها'!M$4:P$1000000,3,FALSE)","v":45},{"$f":"VLOOKUP(C1524,'ورودی نیروها'!M$4:P$1000000,4,FALSE)","v":3},95,135,{"$f":"IF(VLOOKUP(C1524,'ورودی نیروها'!M$4:Q$1048576,5,FALSE)=0,IF(K1524=1,2*L1524+2*M1524,IF(K1524=2,L1524+2*M1524,IF(K1524=3,2*L1524+M1524,L1524+M1524))),VLOOKUP(C1524,'ورودی نیروها'!M$4:Q$1048576,5,FALSE))","v":325},1427625,1549125,1455907.894736842,601353.26086956519,1.1111111111111112,30,12.570053699169309,0.35866478943038027,0.44280983864878554,351604.19042258919,1136568.8181334792,29250,2.8381791777285601,0.22578894614556189,"-","-","-","-","-"]
[null,{"$f":"'ورودی نیروها'!C1518","v":"BASE"},{"$f":"'ورودی نیروها'!D1518","v":17},{"$f":"'ورودی نیروها'!E1518","v":"ACIS25"},"17 - ACIS25",{"$f":"ABS('ورودی نیروها'!H1518)","v":25640},{"$f":"ABS('ورودی نیروها'!I1518)","v":1212097.936},{"$f":"ABS('ورودی نیروها'!J1518)","v":800413.64300000004},{"$f":"VLOOKUP(C1525,'ورودی نیروها'!M$4:P$1000000,2,FALSE)","v":50},{"$f":"VLOOKUP(C1525,'ورودی نیروها'!M$4:P$1000000,3,FALSE)","v":45},{"$f":"VLOOKUP(C1525,'ورودی نیروها'!M$4:P$1000000,4,FALSE)","v":3},95,135,{"$f":"IF(VLOOKUP(C1525,'ورودی نیروها'!M$4:Q$1048576,5,FALSE)=0,IF(K1525=1,2*L1525+2*M1525,IF(K1525=2,L1525+2*M1525,IF(K1525=3,2*L1525+M1525,L1525+M1525))),VLOOKUP(C1525,'ورودی نیروها'!M$4:Q$1048576,5,FALSE))","v":325},1427625,1549125,1455907.894736842,601353.26086956519,1.1111111111111112,30,12.570053699169309,0.35866478943038027,0.44280983864878554,434736.85098443856,354431.03610911663,29250,1.7704878000572883,0.1408496608231905,"-","-","-","-","-"]
[null,{"$f":"'ورودی نیروها'!C1519","v":"BASE"},{"$f":"'ورودی نیروها'!D1519","v":17},{"$f":"'ورودی نیروها'!E1519","v":"ACIS26"},"17 - ACIS26",{"$f":"ABS('ورودی نیروها'!H1519)","v":19101.77},{"$f":"ABS('ورودی نیروها'!I1519)","v":1313151.885},{"$f":"ABS('ورودی نیروها'!J1519)","v":794443.21200000006},{"$f":"VLOOKUP(C1526,'ورودی نیروها'!M$4:P$1000000,2,FALSE)","v":50},{"$f":"VLOOKUP(C1526,'ورودی نیروها'!M$4:P$1000000,3,FALSE)","v":45},{"$f":"VLOOKUP(C1526,'ورودی نیروها'!M$4:P$1000000,4,FALSE)","v":3},95,135,{"$f":"IF(VLOOKUP(C1526,'ورودی نیروها'!M$4:Q$1048576,5,FALSE)=0,IF(K1526=1,2*L1526+2*M1526,IF(K1526=2,L1526+2*M1526,IF(K1526=3,2*L1526+M1526,L1526+M1526))),VLOOKUP(C1526,'ورودی نیروها'!M$4:Q$1048576,5,FALSE))","v":325},1427625,1549125,1455907.894736842,601353.26086956519,1.1111111111111112,30,12.570053699169309,0.35866478943038027,0.44280983864878554,470981.34432363196,351787.27052134293,29250,1.5679501738764752,0.12473695112218121,"-","-","-","-","-"]
[null,{"$f":"'ورودی نیروها'!C1520","v":"BASE"},{"$f":"'ورودی نیروها'!D1520","v":17},{"$f":"'ورودی نیروها'!E1520","v":"ACIS27"},"17 - ACIS27",{"$f":"ABS('ورودی نیروها'!H1520)","v":25046.400000000001},{"$f":"ABS('ورودی نیروها'!I1520)","v":1157146.173},{"$f":"ABS('ورودی نیروها'!J1520)","v":658747.73199999996},{"$f":"VLOOKUP(C1527,'ورودی نیروها'!M$4:P$1000000,2,FALSE)","v":50},{"$f":"VLOOKUP(C1527,'ورودی نیروها'!M$4:P$1000000,3,FALSE)","v":45},{"$f":"VLOOKUP(C1527,'ورودی نیروها'!M$4:P$1000000,4,FALSE)","v":3},95,135,{"$f":"IF(VLOOKUP(C1527,'ورودی نیروها'!M$4:Q$1048576,5,FALSE)=0,IF(K1527=1,2*L1527+2*M1527,IF(K1527=2,L1527+2*M1527,IF(K1527=3,2*L1527+M1527,L1527+M1527))),VLOOKUP(C1527,'ورودی نیروها'!M$4:Q$1048576,5,FALSE))","v":325},1427625,1549125,1455907.894736842,601353.26086956519,1.1111111111111112,30,12.570053699169309,0.35866478943038027,0.44280983864878554,415027.58847921534,291699.97691717342,29250,1.6320716666914201,0.12983808229866795,"-","-","-","-","-"]
[null,{"$f":"'ورودی نیروها'!C1521","v":"BASE"},{"$f":"'ورودی نیروها'!D1521","v":17},{"$f":"'ورودی نیروها'!E1521","v":"ACIS28"},"17 - ACIS28",{"$f":"ABS('ورودی نیروها'!H1521)","v":19101.77},{"$f":"ABS('ورودی نیروها'!I1521)","v":1313151.885},{"$f":"ABS('ورودی نیروها'!J1521)","v":794443.21200000006},{"$f":"VLOOKUP(C1528,'ورودی نیروها'!M$4:P$1000000,2,FALSE)","v":50},{"$f":"VLOOKUP(C1528,'ورودی نیروها'!M$4:P$1000000,3,FALSE)","v":45},{"$f":"VLOOKUP(C1528,'ورودی نیروها'!M$4:P$1000000,4,FALSE)","v":3},95,135,{"$f":"IF(VLOOKUP(C1528,'ورودی نیروها'!M$4:Q$1048576,5,FALSE)=0,IF(K1528=1,2*L1528+2*M1528,IF(K1528=2,L1528+2*M1528,IF(K1528=3,2*L1528+M1528,L1528+M1528))),VLOOKUP(C1528,'ورودی نیروها'!M$4:Q$1048576,5,FALSE))","v":325},1427625,1549125,1455907.894736842,601353.26086956519,1.1111111111111112,30,12.570053699169309,0.35866478943038027,0.44280983864878554,470981.34432363196,351787.27052134293,29250,1.5679501738764752,0.12473695112218121,"-","-","-","-","-"]
[null,{"$f":"'ورودی نیروها'!C1522","v":"BASE"},{"$f":"'ورودی نیروها'!D1522","v":17},{"$f":"'ورودی نیروها'!E1522","v":"ACIS29"},"17 - ACIS29",{"$f":"ABS('ورودی نیروها'!H1522)","v":29745.08},{"$f":"ABS('ورودی نیروها'!I1522)","v":2000077.23},{"$f":"ABS('ورودی نیروها'!J1522)","v":672074.68200000003},{"$f":"VLOOKUP(C1529,'ورودی نیروها'!M$4:P$1000000,2,FALSE)","v":50},{"$f":"VLOOKUP(C1529,'ورودی نیروها'!M$4:P$1000000,3,FALSE)","v":45},{"$f":"VLOOKUP(C1529,'ورودی نیروها'!M$4:P$1000000,4,FALSE)","v":3},95,135,{"$f":"IF(VLOOKUP(C1529,'ورودی نیروها'!M$4:Q$1048576,5,FALSE)=0,IF(K1529=1,2*L1529+2*M1529,IF(K1529=2,L1529+2*M1529,IF(K1529=3,2*L1529+M1529,L1529+M1529))),VLOOKUP(C1529,'ورودی نیروها'!M$4:Q$1048576,5,FALSE))","v":325},1427625,1549125,1455907.894736842,601353.26086956519,1.1111111111111112,30,12.570053699169309,0.35866478943038027,0.44280983864878554,717357.2785424483,297601.28149635385,29250,2.0142947547621808,0.16024551708122736,"-","-","-","-","-"]
[null,{"$f":"'ورودی نیروها'!C1523","v":"BASE"},{"$f":"'ورودی نیروها'!D1523","v":17},{"$f":"'ورودی نیروها'!E1523","v":"ACIS30"},"17 - ACIS30",{"$f":"ABS('ورودی نیروها'!H1523)","v":23206.85},{"$f":"ABS('ورودی نیروها'!I1523)","v":1899023.281},{"$f":"ABS('ورودی نیروها'!J1523)","v":666104.25100000005},{"$f":"VLOOKUP(C1530,'ورودی نیروها'!M$4:P$1000000,2,FALSE)","v":50},{"$f":"VLOOKUP(C1530,'ورودی نیروها'!M$4:P$1000000,3,FALSE)","v":45},{"$f":"VLOOKUP(C1530,'ورودی نیروها'!M$4:P$1000000,4,FALSE)","v":3},95,135,{"$f":"IF(VLOOKUP(C1530,'ورودی نیروها'!M$4:Q$1048576,5,FALSE)=0,IF(K1530=1,2*L1530+2*M1530,IF(K1530=2,L1530+2*M1530,IF(K1530=3,2*L1530+M1530,L1530+M1530))),VLOOKUP(C1530,'ورودی نیروها'!M$4:Q$1048576,5,FALSE))","v":325},1427625,1549125,1455907.894736842,601353.26086956519,1.1111111111111112,30,12.570053699169309,0.35866478943038027,0.44280983864878554,681112.7852032549,294957.51590858016,29250,1.7609811988530519,0.14009337119772419,"-","-","-","-","-"]
[null,{"$f":"'ورودی نیروها'!C1524","v":"BASE"},{"$f":"'ورودی نیروها'!D1524","v":17},{"$f":"'ورودی نیروها'!E1524","v":"ACIS31"},"17 - ACIS31",{"$f":"ABS('ورودی نیروها'!H1524)","v":29151.48},{"$f":"ABS('ورودی نیروها'!I1524)","v":2055028.993},{"$f":"ABS('ورودی نیروها'!J1524)","v":787086.69299999997},{"$f":"VLOOKUP(C1531,'ورودی نیروها'!M$4:P$1000000,2,FALSE)","v":50},{"$f":"VLOOKUP(C1531,'ورودی نیروها'!M$4:P$1000000,3,FALSE)","v":45},{"$f":"VLOOKUP(C1531,'ورودی نیروها'!M$4:P$1000000,4,FALSE)","v":3},95,135,{"$f":"IF(VLOOKUP(C1531,'ورودی نیروها'!M$4:Q$1048576,5,FALSE)=0,IF(K1531=1,2*L1531+2*M1531,IF(K1531=2,L1531+2*M1531,IF(K1531=3,2*L1531+M1531,L1531+M1531))),VLOOKUP(C1531,'ورودی نیروها'!M$4:Q$1048576,5,FALSE))","v":325},1427625,1549125,1455907.894736842,601353.26086956519,1.1111111111111112,30,12.570053699169309,0.35866478943038027,0.44280983864878554,737066.54104767146,348529.73152993619,29250,2.0924961055271201,0.16646675945906281,"-","-","-","-","-"]
[null,{"$f":"'ورودی نیروها'!C1525","v":"BASE"},{"$f":"'ورودی نیروها'!D1525","v":17},{"$f":"'ورودی نیروها'!E1525","v":"ACIS32"},"17 - ACIS32",{"$f":"ABS('ورودی نیروها'!H1525)","v":22613.25},{"$f":"ABS('ورودی نیروها'!I1525)","v":1953975.044},{"$f":"ABS('ورودی نیروها'!J1525)","v":793057.12399999995},{"$f":"VLOOKUP(C1532,'ورودی نیروها'!M$4:P$1000000,2,FALSE)","v":50},{"$f":"VLOOKUP(C1532,'ورودی نیروها'!M$4:P$1000000,3,FALSE)","v":45},{"$f":"VLOOKUP(C1532,'ورودی نیروها'!M$4:P$1000000,4,FALSE)","v":3},95,135,{"$f":"IF(VLOOKUP(C1532,'ورودی نیروها'!M$4:Q$1048576,5,FALSE)=0,IF(K1532=1,2*L1532+2*M1532,IF(K1532=2,L1532+2*M1532,IF(K1532=3,2*L1532+M1532,L1532+M1532))),VLOOKUP(C1532,'ورودی نیروها'!M$4:Q$1048576,5,FALSE))","v":325},1427625,1549125,1455907.894736842,601353.26086956519,1.1111111111111112,30,12.570053699169309,0.35866478943038027,0.44280983864878554,700822.04770847806,351173.49711770989,29250,1.8479752701694716,0.14701411102894452,"-","-","-","-","-"]
[null,{"$f":"'ورودی نیروها'!C1526","v":"BASE"},{"$f":"'ورودی نیروها'!D1526","v":17},{"$f":"'ورودی نیروها'!E1526","v":"ACIS34"},"17 - ACIS34",{"$f":"ABS('ورودی نیروها'!H1526)","v":25586.639999999999},{"$f":"ABS('ورودی نیروها'!I1526)","v":1312663.5919999999},{"$f":"ABS('ورودی نیروها'!J1526)","v":935559.37899999996},{"$f":"VLOOKUP(C1533,'ورودی نیروها'!M$4:P$1000000,2,FALSE)","v":50},{"$f":"VLOOKUP(C1533,'ورودی نیروها'!M$4:P$1000000,3,FALSE)","v":45},{"$f":"VLOOKUP(C1533,'ورودی نیروها'!M$4:P$1000000,4,FALSE)","v":3},95,135,{"$f":"IF(VLOOKUP(C1533,'ورودی نیروها'!M$4:Q$1048576,5,FALSE)=0,IF(K1533=1,2*L1533+2*M1533,IF(K1533=2,L1533+2*M1533,IF(K1533=3,2*L1533+M1533,L1533+M1533))),VLOOKUP(C1533,'ورودی نیروها'!M$4:Q$1048576,5,FALSE))","v":325},1427625,1549125,1455907.894736842,601353.26086956519,1.1111111111111112,30,12.570053699169309,0.35866478943038027,0.44280983864878554,470806.2108176066,414274.89766134799,29250,1.8934441356329237,0.15063134819846091,"-","-","-","-","-"]
[null,{"$f":"'ورودی نیروها'!C1527","v":"BASE"},{"$f":"'ورودی نیروها'!D1527","v":17},{"$f":"'ورودی نیروها'!E1527","v":"ACIS35"},"17 - ACIS35",{"$f":"ABS('ورودی نیروها'!H1527)","v":24993.040000000001},{"$f":"ABS('ورودی نیروها'!I1527)","v":1257711.83},{"$f":"ABS('ورودی نیروها'!J1527)","v":523601.99599999998},{"$f":"VLOOKUP(C1534,'ورودی نیروها'!M$4:P$1000000,2,FALSE)","v":50},{"$f":"VLOOKUP(C1534,'ورودی نیروها'!M$4:P$1000000,3,FALSE)","v":45},{"$f":"VLOOKUP(C1534,'ورودی نیروها'!M$4:P$1000000,4,FALSE)","v":3},95,135,{"$f":"IF(VLOOKUP(C1534,'ورودی نیروها'!M$4:Q$1048576,5,FALSE)=0,IF(K1534=1,2*L1534+2*M1534,IF(K1534=2,L1534+2*M1534,IF(K1534=3,2*L1534+M1534,L1534+M1534))),VLOOKUP(C1534,'ورودی نیروها'!M$4:Q$1048576,5,FALSE))","v":325},1427625,1549125,1455907.894736842,601353.26086956519,1.1111111111111112,30,12.570053699169309,0.35866478943038027,0.44280983864878554,451096.94867104827,231856.11536494203,29250,1.5559973646343375,0.123786055483372,"-","-","-","-","-"]
[null,{"$f":"'ورودی نیروها'!C1528","v":"BASE"},{"$f":"'ورودی نیروها'!D1528","v":17},{"$f":"'ورودی نیروها'!E1528","v":"ACIS36"},"17 - ACIS36",{"$f":"ABS('ورودی نیروها'!H1528)","v":18454.810000000001},{"$f":"ABS('ورودی نیروها'!I1528)","v":1358765.7790000001},{"$f":"ABS('ورودی نیروها'!J1528)","v":529572.42799999996},{"$f":"VLOOKUP(C1535,'ورودی نیروها'!M$4:P$1000000,2,FALSE)","v":50},{"$f":"VLOOKUP(C1535,'ورودی نیروها'!M$4:P$1000000,3,FALSE)","v":45},{"$f":"VLOOKUP(C1535,'ورودی نیروها'!M$4:P$1000000,4,FALSE)","v":3},95,135,{"$f":"IF(VLOOKUP(C1535,'ورودی نیروها'!M$4:Q$1048576,5,FALSE)=0,IF(K1535=1,2*L1535+2*M1535,IF(K1535=2,L1535+2*M1535,IF(K1535=3,2*L1535+M1535,L1535+M1535))),VLOOKUP(C1535,'ورودی نیروها'!M$4:Q$1048576,5,FALSE))","v":325},1427625,1549125,1455907.894736842,601353.26086956519,1.1111111111111112,30,12.570053699169309,0.35866478943038027,0.44280983864878554,487341.44201024168,234499.88139552559,29250,1.3622524597413601,0.10837284329432773,"-","-","-","-","-"]
[null,{"$f":"'ورودی نیروها'!C1529","v":"BASE"},{"$f":"'ورودی نیروها'!D1529","v":17},{"$f":"'ورودی نیروها'!E1529","v":"ACIS37"},"17 - ACIS37",{"$f":"ABS('ورودی نیروها'!H1529)","v":29798.44},{"$f":"ABS('ورودی نیروها'!I1529)","v":2100642.8870000001},{"$f":"ABS('ورودی نیروها'!J1529)","v":536928.94700000004},{"$f":"VLOOKUP(C1536,'ورودی نیروها'!M$4:P$1000000,2,FALSE)","v":50},{"$f":"VLOOKUP(C1536,'ورودی نیروها'!M$4:P$1000000,3,FALSE)","v":45},{"$f":"VLOOKUP(C1536,'ورودی نیروها'!M$4:P$1000000,4,FALSE)","v":3},95,135,{"$f":"IF(VLOOKUP(C1536,'ورودی نیروها'!M$4:Q$1048576,5,FALSE)=0,IF(K1536=1,2*L1536+2*M1536,IF(K1536=2,L1536+2*M1536,IF(K1536=3,2*L1536+M1536,L1536+M1536))),VLOOKUP(C1536,'ورودی نیروها'!M$4:Q$1048576,5,FALSE))","v":325},1427625,1549125,1455907.894736842,601353.26086956519,1.1111111111111112,30,12.570053699169309,0.35866478943038027,0.44280983864878554,753426.63873428118,237757.42038693235,29250,1.941869000450001,0.15448374739865506,"-","-","-","-","-"]
[null,{"$f":"'ورودی نیروها'!C1530","v":"BASE"},{"$f":"'ورودی نیروها'!D1530","v":17},{"$f":"'ورودی نیروها'!E1530","v":"ACIS38"},"17 - ACIS38",{"$f":"ABS('ورودی نیروها'!H1530)","v":23260.2},{"$f":"ABS('ورودی نیروها'!I1530)","v":1999588.9369999999},{"$f":"ABS('ورودی نیروها'!J1530)","v":530958.51500000001},{"$f":"VLOOKUP(C1537,'ورودی نیروها'!M$4:P$1000000,2,FALSE)","v":50},{"$f":"VLOOKUP(C1537,'ورودی نیروها'!M$4:P$1000000,3,FALSE)","v":45},{"$f":"VLOOKUP(C1537,'ورودی نیروها'!M$4:P$1000000,4,FALSE)","v":3},95,135,{"$f":"IF(VLOOKUP(C1537,'ورودی نیروها'!M$4:Q$1048576,5,FALSE)=0,IF(K1537=1,2*L1537+2*M1537,IF(K1537=2,L1537+2*M1537,IF(K1537=3,2*L1537+M1537,L1537+M1537))),VLOOKUP(C1537,'ورودی نیروها'!M$4:Q$1048576,5,FALSE))","v":325},1427625,1549125,1455907.894736842,601353.26086956519,1.1111111111111112,30,12.570053699169309,0.35866478943038027,0.44280983864878554,717182.14503642288,235113.65435634879,29250,1.688555101672943,0.1343315742385835,"-","-","-","-","-"]
[null,{"$f":"'ورودی نیروها'!C1531","v":"BASE"},{"$f":"'ورودی نیروها'!D1531","v":17},{"$f":"'ورودی نیروها'!E1531","v":"ACIS39"},"17 - ACIS39",{"$f":"ABS('ورودی نیروها'!H1531)","v":29204.84},{"$f":"ABS('ورودی نیروها'!I1531)","v":2155594.6490000002},{"$f":"ABS('ورودی نیروها'!J1531)","v":922232.42799999996},{"$f":"VLOOKUP(C1538,'ورودی نیروها'!M$4:P$1000000,2,FALSE)","v":50},{"$f":"VLOOKUP(C1538,'ورودی نیروها'!M$4:P$1000000,3,FALSE)","v":45},{"$f":"VLOOKUP(C1538,'ورودی نیروها'!M$4:P$1000000,4,FALSE)","v":3},95,135,{"$f":"IF(VLOOKUP(C1538,'ورودی نیروها'!M$4:Q$1048576,5,FALSE)=0,IF(K1538=1,2*L1538+2*M1538,IF(K1538=2,L1538+2*M1538,IF(K1538=3,2*L1538+M1538,L1538+M1538))),VLOOKUP(C1538,'ورودی نیروها'!M$4:Q$1048576,5,FALSE))","v":325},1427625,1549125,1455907.894736842,601353.26086956519,1.1111111111111112,30,12.570053699169309,0.35866478943038027,0.44280983864878554,773135.90088083956,408373.59263935772,29250,2.2191009873749472,0.17653870384989656,"-","-","-","-","-"]
[null,{"$f":"'ورودی نیروها'!C1532","v":"BASE"},{"$f":"'ورودی نیروها'!D1532","v":17},{"$f":"'ورودی نیروها'!E1532","v":"ACIS40"},"17 - ACIS40",{"$f":"ABS('ورودی نیروها'!H1532)","v":22666.6},{"$f":"ABS('ورودی نیروها'!I1532)","v":2054540.7},{"$f":"ABS('ورودی نیروها'!J1532)","v":928202.85900000005},{"$f":"VLOOKUP(C1539,'ورودی نیروها'!M$4:P$1000000,2,FALSE)","v":50},{"$f":"VLOOKUP(C1539,'ورودی نیروها'!M$4:P$1000000,3,FALSE)","v":45},{"$f":"VLOOKUP(C1539,'ورودی نیروها'!M$4:P$1000000,4,FALSE)","v":3},95,135,{"$f":"IF(VLOOKUP(C1539,'ورودی نیروها'!M$4:Q$1048576,5,FALSE)=0,IF(K1539=1,2*L1539+2*M1539,IF(K1539=2,L1539+2*M1539,IF(K1539=3,2*L1539+M1539,L1539+M1539))),VLOOKUP(C1539,'ورودی نیروها'!M$4:Q$1048576,5,FALSE))","v":325},1427625,1549125,1455907.894736842,601353.26086956519,1.1111111111111112,30,12.570053699169309,0.35866478943038027,0.44280983864878554,736891.40754164604,411017.35822713148,29250,1.9745798101369565,0.15708602822177653,"-","-","-","-","-"]
[null,{"$f":"'ورودی نیروها'!C1533","v":"BASE"},{"$f":"'ورودی نیروها'!D1533","v":17},{"$f":"'ورودی نیروها'!E1533","v":"ACIS41"},"17 - ACIS41",{"$f":"ABS('ورودی نیروها'!H1533)","v":25693.360000000001},{"$f":"ABS('ورودی نیروها'!I1533)","v":1111532.28},{"$f":"ABS('ورودی نیروها'!J1533)","v":665267.90800000005},{"$f":"VLOOKUP(C1540,'ورودی نیروها'!M$4:P$1000000,2,FALSE)","v":50},{"$f":"VLOOKUP(C1540,'ورودی نیروها'!M$4:P$1000000,3,FALSE)","v":45},{"$f":"VLOOKUP(C1540,'ورودی نیروها'!M$4:P$1000000,4,FALSE)","v":3},95,135,{"$f":"IF(VLOOKUP(C1540,'ورودی نیروها'!M$4:Q$1048576,5,FALSE)=0,IF(K1540=1,2*L1540+2*M1540,IF(K1540=2,L1540+2*M1540,IF(K1540=3,2*L1540+M1540,L1540+M1540))),VLOOKUP(C1540,'ورودی نیروها'!M$4:Q$1048576,5,FALSE))","v":325},1427625,1549125,1455907.894736842,601353.26086956519,1.1111111111111112,30,12.570053699169309,0.35866478943038027,0.44280983864878554,398667.49115127051,294587.1749996951,29250,1.6475314652180086,0.13106797350650026,"-","-","-","-","-"]
[null,{"$f":"'ورودی نیروها'!C1534","v":"BASE"},{"$f":"'ورودی نیروها'!D1534","v":17},{"$f":"'ورودی نیروها'!E1534","v":"ACIS42"},"17 - ACIS42",{"$f":"ABS('ورودی نیروها'!H1534)","v":19155.13},{"$f":"ABS('ورودی نیروها'!I1534)","v":1212586.2290000001},{"$f":"ABS('ورودی نیروها'!J1534)","v":659297.47699999996},{"$f":"VLOOKUP(C1541,'ورودی نیروها'!M$4:P$1000000,2,FALSE)","v":50},{"$f":"VLOOKUP(C1541,'ورودی نیروها'!M$4:P$1000000,3,FALSE)","v":45},{"$f":"VLOOKUP(C1541,'ورودی نیروها'!M$4:P$1000000,4,FALSE)","v":3},95,135,{"$f":"IF(VLOOKUP(C1541,'ورودی نیروها'!M$4:Q$1048576,5,FALSE)=0,IF(K1541=1,2*L1541+2*M1541,IF(K1541=2,L1541+2*M1541,IF(K1541=3,2*L1541+M1541,L1541+M1541))),VLOOKUP(C1541,'ورودی نیروها'!M$4:Q$1048576,5,FALSE))","v":325},1427625,1549125,1455907.894736842,601353.26086956519,1.1111111111111112,30,12.570053699169309,0.35866478943038027,0.44280983864878554,434911.98449046392,291943.4094119214,29250,1.4449938390371959,0.114955263805491,"-","-","-","-","-"]
[null,{"$f":"'ورودی نیروها'!C1535","v":"BASE"},{"$f":"'ورودی نیروها'!D1535","v":17},{"$f":"'ورودی نیروها'!E1535","v":"ACIS43"},"17 - ACIS43",{"$f":"ABS('ورودی نیروها'!H1535)","v":25099.759999999998},{"$f":"ABS('ورودی نیروها'!I1535)","v":1056580.517},{"$f":"ABS('ورودی نیروها'!J1535)","v":793893.46699999995},{"$f":"VLOOKUP(C1542,'ورودی نیروها'!M$4:P$1000000,2,FALSE)","v":50},{"$f":"VLOOKUP(C1542,'ورودی نیروها'!M$4:P$1000000,3,FALSE)","v":45},{"$f":"VLOOKUP(C1542,'ورودی نیروها'!M$4:P$1000000,4,FALSE)","v":3},95,135,{"$f":"IF(VLOOKUP(C1542,'ورودی نیروها'!M$4:Q$1048576,5,FALSE)=0,IF(K1542=1,2*L1542+2*M1542,IF(K1542=2,L1542+2*M1542,IF(K1542=3,2*L1542+M1542,L1542+M1542))),VLOOKUP(C1542,'ورودی نیروها'!M$4:Q$1048576,5,FALSE))","v":325},1427625,1549125,1455907.894736842,601353.26086956519,1.1111111111111112,30,12.570053699169309,0.35866478943038027,0.44280983864878554,378958.2286460473,351543.83802659489,29250,1.7081459682633784,0.13589010907537022,"-","-","-","-","-"]
[null,{"$f":"'ورودی نیروها'!C1536","v":"BASE"},{"$f":"'ورودی نیروها'!D1536","v":17},{"$f":"'ورودی نیروها'!E1536","v":"ACIS44"},"17 - ACIS44",{"$f":"ABS('ورودی نیروها'!H1536)","v":18561.52},{"$f":"ABS('ورودی نیروها'!I1536)","v":1157634.4669999999},{"$f":"ABS('ورودی نیروها'!J1536)","v":799863.89800000004},{"$f":"VLOOKUP(C1543,'ورودی نیروها'!M$4:P$1000000,2,FALSE)","v":50},{"$f":"VLOOKUP(C1543,'ورودی نیروها'!M$4:P$1000000,3,FALSE)","v":45},{"$f":"VLOOKUP(C1543,'ورودی نیروها'!M$4:P$1000000,4,FALSE)","v":3},95,135,{"$f":"IF(VLOOKUP(C1543,'ورودی نیروها'!M$4:Q$1048576,5,FALSE)=0,IF(K1543=1,2*L1543+2*M1543,IF(K1543=2,L1543+2*M1543,IF(K1543=3,2*L1543+M1543,L1543+M1543))),VLOOKUP(C1543,'ورودی نیروها'!M$4:Q$1048576,5,FALSE))","v":325},1427625,1549125,1455907.894736842,601353.26086956519,1.1111111111111112,30,12.570053699169309,0.35866478943038027,0.44280983864878554,415202.72234390548,354187.60361436865,29250,1.5144007210049355,0.12047686964973066,"-","-","-","-","-"]
[null,{"$f":"'ورودی نیروها'!C1537","v":"BASE"},{"$f":"'ورودی نیروها'!D1537","v":17},{"$f":"'ورودی نیروها'!E1537","v":"ACIS45"},"17 - ACIS45",{"$f":"ABS('ورودی نیروها'!H1537)","v":29691.72},{"$f":"ABS('ورودی نیروها'!I1537)","v":1899511.574},{"$f":"ABS('ورودی نیروها'!J1537)","v":807220.41799999995},{"$f":"VLOOKUP(C1544,'ورودی نیروها'!M$4:P$1000000,2,FALSE)","v":50},{"$f":"VLOOKUP(C1544,'ورودی نیروها'!M$4:P$1000000,3,FALSE)","v":45},{"$f":"VLOOKUP(C1544,'ورودی نیروها'!M$4:P$1000000,4,FALSE)","v":3},95,135,{"$f":"IF(VLOOKUP(C1544,'ورودی نیروها'!M$4:Q$1048576,5,FALSE)=0,IF(K1544=1,2*L1544+2*M1544,IF(K1544=2,L1544+2*M1544,IF(K1544=3,2*L1544+M1544,L1544+M1544))),VLOOKUP(C1544,'ورودی نیروها'!M$4:Q$1048576,5,FALSE))","v":325},1427625,1549125,1455907.894736842,601353.26086956519,1.1111111111111112,30,12.570053699169309,0.35866478943038027,0.44280983864878554,681287.9187092802,357445.14304858522,29250,2.0867205100619479,0.16600728684236638,"-","-","-","-","-"]
[null,{"$f":"'ورودی نیروها'!C1538","v":"BASE"},{"$f":"'ورودی نیروها'!D1538","v":17},{"$f":"'ورودی نیروها'!E1538","v":"ACIS46"},"17 - ACIS46",{"$f":"ABS('ورودی نیروها'!H1538)","v":23153.49},{"$f":"ABS('ورودی نیروها'!I1538)","v":1798457.625},{"$f":"ABS('ورودی نیروها'!J1538)","v":801249.98600000003},{"$f":"VLOOKUP(C1545,'ورودی نیروها'!M$4:P$1000000,2,FALSE)","v":50},{"$f":"VLOOKUP(C1545,'ورودی نیروها'!M$4:P$1000000,3,FALSE)","v":45},{"$f":"VLOOKUP(C1545,'ورودی نیروها'!M$4:P$1000000,4,FALSE)","v":3},95,135,{"$f":"IF(VLOOKUP(C1545,'ورودی نیروها'!M$4:Q$1048576,5,FALSE)=0,IF(K1545=1,2*L1545+2*M1545,IF(K1545=2,L1545+2*M1545,IF(K1545=3,2*L1545+M1545,L1545+M1545))),VLOOKUP(C1545,'ورودی نیروها'!M$4:Q$1048576,5,FALSE))","v":325},1427625,1549125,1455907.894736842,601353.26086956519,1.1111111111111112,30,12.570053699169309,0.35866478943038027,0.44280983864878554,645043.4253700868,354801.37701800169,29250,1.8334069534164639,0.14585514090028306,"-","-","-","-","-"]
[null,{"$f":"'ورودی نیروها'!C1539","v":"BASE"},{"$f":"'ورودی نیروها'!D1539","v":17},{"$f":"'ورودی نیروها'!E1539","v":"ACIS47"},"17 - ACIS47",{"$f":"ABS('ورودی نیروها'!H1539)","v":29098.12},{"$f":"ABS('ورودی نیروها'!I1539)","v":1954463.3370000001},{"$f":"ABS('ورودی نیروها'!J1539)","v":651940.95700000005},{"$f":"VLOOKUP(C1546,'ورودی نیروها'!M$4:P$1000000,2,FALSE)","v":50},{"$f":"VLOOKUP(C1546,'ورودی نیروها'!M$4:P$1000000,3,FALSE)","v":45},{"$f":"VLOOKUP(C1546,'ورودی نیروها'!M$4:P$1000000,4,FALSE)","v":3},95,135,{"$f":"IF(VLOOKUP(C1546,'ورودی نیروها'!M$4:Q$1048576,5,FALSE)=0,IF(K1546=1,2*L1546+2*M1546,IF(K1546=2,L1546+2*M1546,IF(K1546=3,2*L1546+M1546,L1546+M1546))),VLOOKUP(C1546,'ورودی نیروها'!M$4:Q$1048576,5,FALSE))","v":325},1427625,1549125,1455907.894736842,601353.26086956519,1.1111111111111112,30,12.570053699169309,0.35866478943038027,0.44280983864878554,700997.18121450336,288685.86997770483,29250,1.9658912229429379,0.156394815009649,"-","-","-","-","-"]
[null,{"$f":"'ورودی نیروها'!C1540","v":"BASE"},{"$f":"'ورودی نیروها'!D1540","v":17},{"$f":"'ورودی نیروها'!E1540","v":"ACIS48"},"17 - ACIS48",{"$f":"ABS('ورودی نیروها'!H1540)","v":22559.89},{"$f":"ABS('ورودی نیروها'!I1540)","v":1853409.3870000001},{"$f":"ABS('ورودی نیروها'!J1540)","v":657911.38899999997},{"$f":"VLOOKUP(C1547,'ورودی نیروها'!M$4:P$1000000,2,FALSE)","v":50},{"$f":"VLOOKUP(C1547,'ورودی نیروها'!M$4:P$1000000,3,FALSE)","v":45},{"$f":"VLOOKUP(C1547,'ورودی نیروها'!M$4:P$1000000,4,FALSE)","v":3},95,135,{"$f":"IF(VLOOKUP(C1547,'ورودی نیروها'!M$4:Q$1048576,5,FALSE)=0,IF(K1547=1,2*L1547+2*M1547,IF(K1547=2,L1547+2*M1547,IF(K1547=3,2*L1547+M1547,L1547+M1547))),VLOOKUP(C1547,'ورودی نیروها'!M$4:Q$1048576,5,FALSE))","v":325},1427625,1549125,1455907.894736842,601353.26086956519,1.1111111111111112,30,12.570053699169309,0.35866478943038027,0.44280983864878554,664752.68751664518,291329.63600828836,29250,1.721370388070413,0.13694216661812428,"-","-","-","-","-"]
[null,{"$f":"'ورودی نیروها'!C1541","v":"BASE"},{"$f":"'ورودی نیروها'!D1541","v":17},{"$f":"'ورودی نیروها'!E1541","v":"ACIS49"},{"$f":"CONCATENATE(C1548,\" - \",D1548)","v":"17 - ACIS49"},{"$f":"ABS('ورودی نیروها'!H1541)","v":17662.79},{"$f":"ABS('ورودی نیروها'!I1541)","v":305814.60100000002},{"$f":"ABS('ورودی نیروها'!J1541)","v":2467923.3280000002},{"$f":"VLOOKUP(C1548,'ورودی نیروها'!M$4:P$1000000,2,FALSE)","v":50},{"$f":"VLOOKUP(C1548,'ورودی نیروها'!M$4:P$1000000,3,FALSE)","v":45},{"$f":"VLOOKUP(C1548,'ورودی نیروها'!M$4:P$1000000,4,FALSE)","v":3},{"$f":"IF(OR(K1548=1,K1548=2),I1548+$C$6,I1548+($C$6/2))","v":95},{"$f":"IF(OR(K1548=1,K1548=3),J1548+$C$6,J1548+($C$6/2))","v":135},{"$f":"IF(VLOOKUP(C1548,'ورودی نیروها'!M$4:Q$1048576,5,FALSE)=0,IF(K1548=1,2*L1548+2*M1548,IF(K1548=2,L1548+2*M1548,IF(K1548=3,2*L1548+M1548,L1548+M1548))),VLOOKUP(C1548,'ورودی نیروها'!M$4:Q$1048576,5,FALSE))","v":325},{"$f":"IF(K1548=1,(L1548*$C$6*(L1548+3*M1548)+$C$6^3)/3,IF(K1548=2,(2*M1548^2*$C$6*(M1548+2*L1548)+$C$6^3*(2*M1548+L1548))/(6*M1548),IF(K1548=3,M1548*$C$6*(M1548+6*L1548)/6,($C$6*(L1548+4*M1548)+$C$6^3*(L1548+M1548))/(6*L1548))))","v":1427625},{"$f":"IF(K1548=1,(L1548*$C$6*(L1548+3*M1548)+$C$6^3)/3,IF(K1548=2,(2*M1548^2*$C$6*(M1548+2*L1548)+$C$6^3*(2*M1548+L1548))/(6*(L1548+M1548)),IF(K1548=3,(M1548*$C$6*(M1548+6*L1548)+$C$6^3)/6,(L1548^2*$C$6*(L1548+4*M1548)+$C$6^3*(L1548+M1548))/(6*(L1548+2*M1548)))))","v":1549125},{"$f":"IF(K1548=1,(M1548*$C$6*(M1548+3*L1548)+$C$6^3)/3,IF(K1548=2,L1548*$C$6*(L1548+6*M1548)/6,IF(K1548=3,(2*L1548^2*$C$6*(L1548+2*M1548)+$C$6^3*(2*L1548+M1548))/(6*L1548),($C$6*(M1548+4*L1548)+$C$6^3*(M1548+L1548))/(6*M1548))))","v":1455907.894736842},{"$f":"IF(K1548=1,(M1548*$C$6*(M1548+3*L1548)+$C$6^3)/3,IF(K1548=2,(L1548*$C$6*(L1548+6*M1548)+$C$6^3)/6,IF(K1548=3,(2*L1548^2*$C$6*(L1548+2*M1548)+$C$6^3*(2*L1548+M1548))/(6*(M1548+L1548)),(M1548^2*$C$6*(M1548+4*L1548)+$C$6^3*(M1548+L1548))/(6*(M1548+2*L1548)))))","v":601353.26086956519},{"$f":"MAX(I1548:J1548)/MIN(I1548:J1548)","v":1.1111111111111112},{"$f":"IF(K1548=1,40,IF(K1548=4,20,30))","v":30},{"$f":"MIN(0.53*$C$5*(1+(2/S1548))*SQRT($C$4),0.53*$C$5*(1+((T1548*$C$6)/(2*N1548)))*SQRT($C$4),1.06*$C$5*SQRT($C$4))","v":12.570053699169309},{"$f":"1-(1/((1+(2/3)*SQRT(L1548/M1548))))","v":0.35866478943038027},{"$f":"1-(1/((1+(2/3)*SQRT(M1548/L1548))))","v":0.44280983864878554},{"$f":"V1548*G1548","v":109684.92947240076},{"$f":"W1548*H1548","v":1092820.730669254},{"$f":"N1548*$C$6","v":29250},{"$f":"(F1548/Z1548)+(X1548/MIN(O1548:P1548))+(Y1548/MIN(Q1548:R1548))","v":2.4979555715072004},{"$f":"AA1548/U1548","v":0.19872274465082657},{"$f":"IF(AB1548<=1,\"-\",F1548/$C$5)","v":"-"},{"$f":"IF(AB1548<=1,\"-\",3*U1548*N1548*$C$6/$C$5)","v":"-"},{"$f":"IF(AB1548<=1,\"-\",IF(AC1548<=AD1548,\"OK\",\"NOT OK\"))","v":"-"},{"$f":"IF(AB1548<=1,\"-\",IF(OR($C$6>=15,$C$6>=16*($C$8/10)),\"OK\",\"NOT OK\"))","v":"-"},{"$f":"IF(OR(AE1548=\"NOT OK\",AF1548=\"NOT OK\"),\"CANT USE\",IF(AB1548<=1,\"-\",(AA1548-U1548)*N1548/($C$5*$C$7)))","v":"-"}]
[null,{"$f":"'ورودی نیروها'!C1542","v":"BASE"},{"$f":"'ورودی نیروها'!D1542","v":17},{"$f":"'ورودی نیروها'!E1542","v":"ACIS50"},"17 - ACIS50",{"$f":"ABS('ورودی نیروها'!H1542)","v":11124.56},{"$f":"ABS('ورودی نیروها'!I1542)","v":406868.55},{"$f":"ABS('ورودی نیروها'!J1542)","v":2461952.8969999999},{"$f":"VLOOKUP(C1549,'ورودی نیروها'!M$4:P$1000000,2,FALSE)","v":50},{"$f":"VLOOKUP(C1549,'ورودی نیروها'!M$4:P$1000000,3,FALSE)","v":45},{"$f":"VLOOKUP(C1549,'ورودی نیروها'!M$4:P$1000000,4,FALSE)","v":3},95,135,{"$f":"IF(VLOOKUP(C1549,'ورودی نیروها'!M$4:Q$1048576,5,FALSE)=0,IF(K1549=1,2*L1549+2*M1549,IF(K1549=2,L1549+2*M1549,IF(K1549=3,2*L1549+M1549,L1549+M1549))),VLOOKUP(C1549,'ورودی نیروها'!M$4:Q$1048576,5,FALSE))","v":325},1427625,1549125,1455907.894736842,601353.26086956519,1.1111111111111112,30,12.570053699169309,0.35866478943038027,0.44280983864878554,145929.42281159415,1090176.9650814801,29250,2.295417945326387,0.18261003494981723,"-","-","-","-","-"]
[null,{"$f":"'ورودی نیروها'!C1543","v":"BASE"},{"$f":"'ورودی نیروها'!D1543","v":17},{"$f":"'ورودی نیروها'!E1543","v":"ACIS51"},"17 - ACIS51",{"$f":"ABS('ورودی نیروها'!H1543)","v":18894.32},{"$f":"ABS('ورودی نیروها'!I1543)","v":657837.94900000002},{"$f":"ABS('ورودی نیروها'!J1543)","v":2429421.64},{"$f":"VLOOKUP(C1550,'ورودی نیروها'!M$4:P$1000000,2,FALSE)","v":50},{"$f":"VLOOKUP(C1550,'ورودی نیروها'!M$4:P$1000000,3,FALSE)","v":45},{"$f":"VLOOKUP(C1550,'ورودی نیروها'!M$4:P$1000000,4,FALSE)","v":3},95,135,{"$f":"IF(VLOOKUP(C1550,'ورودی نیروها'!M$4:Q$1048576,5,FALSE)=0,IF(K1550=1,2*L1550+2*M1550,IF(K1550=2,L1550+2*M1550,IF(K1550=3,2*L1550+M1550,L1550+M1550))),VLOOKUP(C1550,'ورودی نیروها'!M$4:Q$1048576,5,FALSE))","v":325},1427625,1549125,1455907.894736842,601353.26086956519,1.1111111111111112,30,12.570053699169309,0.35866478943038027,0.44280983864878554,235943.30945739825,1075771.8044182679,29250,2.600147684976978,0.20685255188279814,"-","-","-","-","-"]
[null,{"$f":"'ورودی نیروها'!C1544","v":"BASE"},{"$f":"'ورودی نیروها'!D1544","v":17},{"$f":"'ورودی نیروها'!E1544","v":"ACIS52"},"17 - ACIS52",{"$f":"ABS('ورودی نیروها'!H1544)","v":12356.09},{"$f":"ABS('ورودی نیروها'!I1544)","v":556783.99899999995},{"$f":"ABS('ورودی نیروها'!J1544)","v":2423451.2080000001},{"$f":"VLOOKUP(C1551,'ورودی نیروها'!M$4:P$1000000,2,FALSE)","v":50},{"$f":"VLOOKUP(C1551,'ورودی نیروها'!M$4:P$1000000,3,FALSE)","v":45},{"$f":"VLOOKUP(C1551,'ورودی نیروها'!M$4:P$1000000,4,FALSE)","v":3},95,135,{"$f":"IF(VLOOKUP(C1551,'ورودی نیروها'!M$4:Q$1048576,5,FALSE)=0,IF(K1551=1,2*L1551+2*M1551,IF(K1551=2,L1551+2*M1551,IF(K1551=3,2*L1551+M1551,L1551+M1551))),VLOOKUP(C1551,'ورودی نیروها'!M$4:Q$1048576,5,FALSE))","v":325},1427625,1549125,1455907.894736842,601353.26086956519,1.1111111111111112,30,12.570053699169309,0.35866478943038027,0.44280983864878554,199698.81575954004,1073128.0383876844,29250,2.3468341280802623,0.18670040592072829,"-","-","-","-","-"]
[null,{"$f":"'ورودی نیروها'!C1545","v":"BASE"},{"$f":"'ورودی نیروها'!D1545","v":17},{"$f":"'ورودی نیروها'!E1545","v":"ACIS54"},"17 - ACIS54",{"$f":"ABS('ورودی نیروها'!H1545)","v":15684.13},{"$f":"ABS('ورودی نیروها'!I1545)","v":122642.05899999999},{"$f":"ABS('ورودی نیروها'!J1545)","v":2395947.9219999998},{"$f":"VLOOKUP(C1552,'ورودی نیروها'!M$4:P$1000000,2,FALSE)","v":50},{"$f":"VLOOKUP(C1552,'ورودی نیروها'!M$4:P$1000000,3,FALSE)","v":45},{"$f":"VLOOKUP(C1552,'ورودی نیروها'!M$4:P$1000000,4,FALSE)","v":3},95,135,{"$f":"IF(VLOOKUP(C1552,'ورودی نیروها'!M$4:Q$1048576,5,FALSE)=0,IF(K1552=1,2*L1552+2*M1552,IF(K1552=2,L1552+2*M1552,IF(K1552=3,2*L1552+M1552,L1552+M1552))),VLOOKUP(C1552,'ورودی نیروها'!M$4:Q$1048576,5,FALSE))","v":325},1427625,1549125,1455907.894736842,601353.26086956519,1.1111111111111112,30,12.570053699169309,0.35866478943038027,0.44280983864878554,43987.388266543268,1060949.312751713,29250,2.3312908165412662,0.18546387090576466,"-","-","-","-","-"]
[null,{"$f":"'ورودی نیروها'!C1546","v":"BASE"},{"$f":"'ورودی نیروها'!D1546","v":17},{"$f":"'ورودی نیروها'!E1546","v":"ACIS55"},"17 - ACIS55",{"$f":"ABS('ورودی نیروها'!H1546)","v":16915.650000000001},{"$f":"ABS('ورودی نیروها'!I1546)","v":841010.49100000004},{"$f":"ABS('ورودی نیروها'!J1546)","v":2434449.61},{"$f":"VLOOKUP(C1553,'ورودی نیروها'!M$4:P$1000000,2,FALSE)","v":50},{"$f":"VLOOKUP(C1553,'ورودی نیروها'!M$4:P$1000000,3,FALSE)","v":45},{"$f":"VLOOKUP(C1553,'ورودی نیروها'!M$4:P$1000000,4,FALSE)","v":3},95,135,{"$f":"IF(VLOOKUP(C1553,'ورودی نیروها'!M$4:Q$1048576,5,FALSE)=0,IF(K1553=1,2*L1553+2*M1553,IF(K1553=2,L1553+2*M1553,IF(K1553=3,2*L1553+M1553,L1553+M1553))),VLOOKUP(C1553,'ورودی نیروها'!M$4:Q$1048576,5,FALSE))","v":325},1427625,1549125,1455907.894736842,601353.26086956519,1.1111111111111112,30,12.570053699169309,0.35866478943038027,0.44280983864878554,301640.85066325573,1077998.2390026988,29250,2.5822219874915366,0.20542648816704598,"-","-","-","-","-"]
[null,{"$f":"'ورودی نیروها'!C1547","v":"BASE"},{"$f":"'ورودی نیروها'!D1547","v":17},{"$f":"'ورودی نیروها'!E1547","v":"ACIS56"},"17 - ACIS56",{"$f":"ABS('ورودی نیروها'!H1547)","v":10377.42},{"$f":"ABS('ورودی نیروها'!I1547)","v":739956.54099999997},{"$f":"ABS('ورودی نیروها'!J1547)","v":2440420.0410000002},{"$f":"VLOOKUP(C1554,'ورودی نیروها'!M$4:P$1000000,2,FALSE)","v":50},{"$f":"VLOOKUP(C1554,'ورودی نیروها'!M$4:P$1000000,3,FALSE)","v":45},{"$f":"VLOOKUP(C1554,'ورودی نیروها'!M$4:P$1000000,4,FALSE)","v":3},95,135,{"$f":"IF(VLOOKUP(C1554,'ورودی نیروها'!M$4:Q$1048576,5,FALSE)=0,IF(K1554=1,2*L1554+2*M1554,IF(K1554=2,L1554+2*M1554,IF(K1554=3,2*L1554+M1554,L1554+M1554))),VLOOKUP(C1554,'ورودی نیروها'!M$4:Q$1048576,5,FALSE))","v":325},1427625,1549125,1455907.894736842,601353.26086956519,1.1111111111111112,30,12.570053699169309,0.35866478943038027,0.44280983864878554,265396.35696539754,1080642.0045904727,29250,2.3377011518826567,0.18597383971694117,"-","-","-","-","-"]
[null,{"$f":"'ورودی نیروها'!C1548","v":"BASE"},{"$f":"'ورودی نیروها'!D1548","v":17},{"$f":"'ورودی نیروها'!E1548","v":"ACIS57"},"17 - ACIS57",{"$f":"ABS('ورودی نیروها'!H1548)","v":17708.689999999999},{"$f":"ABS('ورودی نیروها'!I1548)","v":219324.514},{"$f":"ABS('ورودی نیروها'!J1548)","v":2351696.8679999998},{"$f":"VLOOKUP(C1555,'ورودی نیروها'!M$4:P$1000000,2,FALSE)","v":50},{"$f":"VLOOKUP(C1555,'ورودی نیروها'!M$4:P$1000000,3,FALSE)","v":45},{"$f":"VLOOKUP(C1555,'ورودی نیروها'!M$4:P$1000000,4,FALSE)","v":3},95,135,{"$f":"IF(VLOOKUP(C1555,'ورودی نیروها'!M$4:Q$1048576,5,FALSE)=0,IF(K1555=1,2*L1555+2*M1555,IF(K1555=2,L1555+2*M1555,IF(K1555=3,2*L1555+M1555,L1555+M1555))),VLOOKUP(C1555,'ورودی نیروها'!M$4:Q$1048576,5,FALSE))","v":325},1427625,1549125,1455907.894736842,601353.26086956519,1.1111111111111112,30,12.570053699169309,0.35866478943038027,0.44280983864878554,78663.980630730483,1041354.5106699342,29250,2.3922117383929073,0.19031038336383532,"-","-","-","-","-"]
[null,{"$f":"'ورودی نیروها'!C1549","v":"BASE"},{"$f":"'ورودی نیروها'!D1549","v":17},{"$f":"'ورودی نیروها'!E1549","v":"ACIS58"},"17 - ACIS58",{"$f":"ABS('ورودی نیروها'!H1549)","v":11170.46},{"$f":"ABS('ورودی نیروها'!I1549)","v":320378.46399999998},{"$f":"ABS('ورودی نیروها'!J1549)","v":2345726.4369999999},{"$f":"VLOOKUP(C1556,'ورودی نیروها'!M$4:P$1000000,2,FALSE)","v":50},{"$f":"VLOOKUP(C1556,'ورودی نیروها'!M$4:P$1000000,3,FALSE)","v":45},{"$f":"VLOOKUP(C1556,'ورودی نیروها'!M$4:P$1000000,4,FALSE)","v":3},95,135,{"$f":"IF(VLOOKUP(C1556,'ورودی نیروها'!M$4:Q$1048576,5,FALSE)=0,IF(K1556=1,2*L1556+2*M1556,IF(K1556=2,L1556+2*M1556,IF(K1556=3,2*L1556+M1556,L1556+M1556))),VLOOKUP(C1556,'ورودی نیروها'!M$4:Q$1048576,5,FALSE))","v":325},1427625,1549125,1455907.894736842,601353.26086956519,1.1111111111111112,30,12.570053699169309,0.35866478943038027,0.44280983864878554,114908.47432858867,1038710.7450821606,29250,2.1896741124633259,0.17419767368281253,"-","-","-","-","-"]
[null,{"$f":"'ورودی نیروها'!C1550","v":"BASE"},{"$f":"'ورودی نیروها'!D1550","v":17},{"$f":"'ورودی نیروها'!E1550","v":"ACIS59"},"17 - ACIS59",{"$f":"ABS('ورودی نیروها'!H1550)","v":18940.21},{"$f":"ABS('ورودی نیروها'!I1550)","v":744328.03599999996},{"$f":"ABS('ورودی نیروها'!J1550)","v":2313195.1800000002},{"$f":"VLOOKUP(C1557,'ورودی نیروها'!M$4:P$1000000,2,FALSE)","v":50},{"$f":"VLOOKUP(C1557,'ورودی نیروها'!M$4:P$1000000,3,FALSE)","v":45},{"$f":"VLOOKUP(C1557,'ورودی نیروها'!M$4:P$1000000,4,FALSE)","v":3},95,135,{"$f":"IF(VLOOKUP(C1557,'ورودی نیروها'!M$4:Q$1048576,5,FALSE)=0,IF(K1557=1,2*L1557+2*M1557,IF(K1557=2,L1557+2*M1557,IF(K1557=3,2*L1557+M1557,L1557+M1557))),VLOOKUP(C1557,'ورودی نیروها'!M$4:Q$1048576,5,FALSE))","v":325},1427625,1549125,1455907.894736842,601353.26086956519,1.1111111111111112,30,12.570053699169309,0.35866478943038027,0.44280983864878554,266964.25829906849,1024305.5844189485,29250,2.5378616293647731,0.20189743736198101,"-","-","-","-","-"]
[null,{"$f":"'ورودی نیروها'!C1551","v":"BASE"},{"$f":"'ورودی نیروها'!D1551","v":17},{"$f":"'ورودی نیروها'!E1551","v":"ACIS60"},"17 - ACIS60",{"$f":"ABS('ورودی نیروها'!H1551)","v":12401.98},{"$f":"ABS('ورودی نیروها'!I1551)","v":643274.08600000001},{"$f":"ABS('ورودی نیروها'!J1551)","v":2307224.7489999998},{"$f":"VLOOKUP(C1558,'ورودی نیروها'!M$4:P$1000000,2,FALSE)","v":50},{"$f":"VLOOKUP(C1558,'ورودی نیروها'!M$4:P$1000000,3,FALSE)","v":45},{"$f":"VLOOKUP(C1558,'ورودی نیروها'!M$4:P$1000000,4,FALSE)","v":3},95,135,{"$f":"IF(VLOOKUP(C1558,'ورودی نیروها'!M$4:Q$1048576,5,FALSE)=0,IF(K1558=1,2*L1558+2*M1558,IF(K1558=2,L1558+2*M1558,IF(K1558=3,2*L1558+M1558,L1558+M1558))),VLOOKUP(C1558,'ورودی نیروها'!M$4:Q$1048576,5,FALSE))","v":325},1427625,1549125,1455907.894736842,601353.26086956519,1.1111111111111112,30,12.570053699169309,0.35866478943038027,0.44280983864878554,230719.76460121034,1021661.8188311746,29250,2.2845480732044123,0.18174529145849128,"-","-","-","-","-"]
[null,{"$f":"'ورودی نیروها'!C1552","v":"BASE"},{"$f":"'ورودی نیروها'!D1552","v":17},{"$f":"'ورودی نیروها'!E1552","v":"ACIS61"},"17 - ACIS61",{"$f":"ABS('ورودی نیروها'!H1552)","v":15638.23},{"$f":"ABS('ورودی نیروها'!I1552)","v":209132.14600000001},{"$f":"ABS('ورودی نیروها'!J1552)","v":2279721.4619999998},{"$f":"VLOOKUP(C1559,'ورودی نیروها'!M$4:P$1000000,2,FALSE)","v":50},{"$f":"VLOOKUP(C1559,'ورودی نیروها'!M$4:P$1000000,3,FALSE)","v":45},{"$f":"VLOOKUP(C1559,'ورودی نیروها'!M$4:P$1000000,4,FALSE)","v":3},95,135,{"$f":"IF(VLOOKUP(C1559,'ورودی نیروها'!M$4:Q$1048576,5,FALSE)=0,IF(K1559=1,2*L1559+2*M1559,IF(K1559=2,L1559+2*M1559,IF(K1559=3,2*L1559+M1559,L1559+M1559))),VLOOKUP(C1559,'ورودی نیروها'!M$4:Q$1048576,5,FALSE))","v":325},1427625,1549125,1455907.894736842,601353.26086956519,1.1111111111111112,30,12.570053699169309,0.35866478943038027,0.44280983864878554,75008.337108213542,1009483.0927523933,29250,2.2658666412709412,0.18025910592734229,"-","-","-","-","-"]
[null,{"$f":"'ورودی نیروها'!C1553","v":"BASE"},{"$f":"'ورودی نیروها'!D1553","v":17},{"$f":"'ورودی نیروها'!E1553","v":"ACIS62"},"17 - ACIS62",{"$f":"ABS('ورودی نیروها'!H1553)","v":9100},{"$f":"ABS('ورودی نیروها'!I1553)","v":310186.09600000002},{"$f":"ABS('ورودی نیروها'!J1553)","v":2285691.8930000002},{"$f":"VLOOKUP(C1560,'ورودی نیروها'!M$4:P$1000000,2,FALSE)","v":50},{"$f":"VLOOKUP(C1560,'ورودی نیروها'!M$4:P$1000000,3,FALSE)","v":45},{"$f":"VLOOKUP(C1560,'ورودی نیروها'!M$4:P$1000000,4,FALSE)","v":3},95,135,{"$f":"IF(VLOOKUP(C1560,'ورودی نیروها'!M$4:Q$1048576,5,FALSE)=0,IF(K1560=1,2*L1560+2*M1560,IF(K1560=2,L1560+2*M1560,IF(K1560=3,2*L1560+M1560,L1560+M1560))),VLOOKUP(C1560,'ورودی نیروها'!M$4:Q$1048576,5,FALSE))","v":325},1427625,1549125,1455907.894736842,601353.26086956519,1.1111111111111112,30,12.570053699169309,0.35866478943038027,0.44280983864878554,111252.83080607172,1012126.8583401672,29250,2.0721217358928405,0.16484589369970445,"-","-","-","-","-"]
[null,{"$f":"'ورودی نیروها'!C1554","v":"BASE"},{"$f":"'ورودی نیروها'!D1554","v":17},{"$f":"'ورودی نیروها'!E1554","v":"ACIS64"},"17 - ACIS64",{"$f":"ABS('ورودی نیروها'!H1554)","v":16869.759999999998},{"$f":"ABS('ورودی نیروها'!I1554)","v":754520.40399999998},{"$f":"ABS('ورودی نیروها'!J1554)","v":2318223.15},{"$f":"VLOOKUP(C1561,'ورودی نیروها'!M$4:P$1000000,2,FALSE)","v":50},{"$f":"VLOOKUP(C1561,'ورودی نیروها'!M$4:P$1000000,3,FALSE)","v":45},{"$f":"VLOOKUP(C1561,'ورودی نیروها'!M$4:P$1000000,4,FALSE)","v":3},95,135,{"$f":"IF(VLOOKUP(C1561,'ورودی نیروها'!M$4:Q$1048576,5,FALSE)=0,IF(K1561=1,2*L1561+2*M1561,IF(K1561=2,L1561+2*M1561,IF(K1561=3,2*L1561+M1561,L1561+M1561))),VLOOKUP(C1561,'ورودی نیروها'!M$4:Q$1048576,5,FALSE))","v":325},1427625,1549125,1455907.894736842,601353.26086956519,1.1111111111111112,30,12.570053699169309,0.35866478943038027,0.44280983864878554,270619.90182158543,1026532.0190033793,29250,2.4733400347191239,0.19676447642244951,"-","-","-","-","-"]
[null,{"$f":"'ورودی نیروها'!C1555","v":"BASE"},{"$f":"'ورودی نیروها'!D1555","v":17},{"$f":"'ورودی نیروها'!E1555","v":"ACIS65"},"17 - ACIS65",{"$f":"ABS('ورودی نیروها'!H1555)","v":17616.900000000001},{"$f":"ABS('ورودی نیروها'!I1555)","v":392304.68800000002},{"$f":"ABS('ورودی نیروها'!J1555)","v":2584149.7880000002},{"$f":"VLOOKUP(C1562,'ورودی نیروها'!M$4:P$1000000,2,FALSE)","v":50},{"$f":"VLOOKUP(C1562,'ورودی نیروها'!M$4:P$1000000,3,FALSE)","v":45},{"$f":"VLOOKUP(C1562,'ورودی نیروها'!M$4:P$1000000,4,FALSE)","v":3},95,135,{"$f":"IF(VLOOKUP(C1562,'ورودی نیروها'!M$4:Q$1048576,5,FALSE)=0,IF(K1562=1,2*L1562+2*M1562,IF(K1562=2,L1562+2*M1562,IF(K1562=3,2*L1562+M1562,L1562+M1562))),VLOOKUP(C1562,'ورودی نیروها'!M$4:Q$1048576,5,FALSE))","v":325},1427625,1549125,1455907.894736842,601353.26086956519,1.1111111111111112,30,12.570053699169309,0.35866478943038027,0.44280983864878554,140705.87831407104,1144286.9506685734,29250,2.6036997465018352,0.20713513313581949,"-","-","-","-","-"]
[null,{"$f":"'ورودی نیروها'!C1556","v":"BASE"},{"$f":"'ورودی نیروها'!D1556","v":17},{"$f":"'ورودی نیروها'!E1556","v":"ACIS67"},"17 - ACIS67",{"$f":"ABS('ورودی نیروها'!H1556)","v":11078.67},{"$f":"ABS('ورودی نیروها'!I1556)","v":493358.63699999999},{"$f":"ABS('ورودی نیروها'!J1556)","v":2578179.3560000001},{"$f":"VLOOKUP(C1563,'ورودی نیروها'!M$4:P$1000000,2,FALSE)","v":50},{"$f":"VLOOKUP(C1563,'ورودی نیروها'!M$4:P$1000000,3,FALSE)","v":45},{"$f":"VLOOKUP(C1563,'ورودی نیروها'!M$4:P$1000000,4,FALSE)","v":3},95,135,{"$f":"IF(VLOOKUP(C1563,'ورودی نیروها'!M$4:Q$1048576,5,FALSE)=0,IF(K1563=1,2*L1563+2*M1563,IF(K1563=2,L1563+2*M1563,IF(K1563=3,2*L1563+M1563,L1563+M1563))),VLOOKUP(C1563,'ورودی نیروها'!M$4:Q$1048576,5,FALSE))","v":325},1427625,1549125,1455907.894736842,601353.26086956519,1.1111111111111112,30,12.570053699169309,0.35866478943038027,0.44280983864878554,176950.37165326442,1141643.1846379898,29250,2.4011621195846664,0.19102242337623004,"-","-","-","-","-"]
[null,{"$f":"'ورودی نیروها'!C1557","v":"BASE"},{"$f":"'ورودی نیروها'!D1557","v":17},{"$f":"'ورودی نیروها'!E1557","v":"ACIS68"},"17 - ACIS68",{"$f":"ABS('ورودی نیروها'!H1557)","v":12310.2},{"$f":"ABS('ورودی نیروها'!I1557)","v":470293.913},{"$f":"ABS('ورودی نیروها'!J1557)","v":2539677.6680000001},{"$f":"VLOOKUP(C1564,'ورودی نیروها'!M$4:P$1000000,2,FALSE)","v":50},{"$f":"VLOOKUP(C1564,'ورودی نیروها'!M$4:P$1000000,3,FALSE)","v":45},{"$f":"VLOOKUP(C1564,'ورودی نیروها'!M$4:P$1000000,4,FALSE)","v":3},95,135,{"$f":"IF(VLOOKUP(C1564,'ورودی نیروها'!M$4:Q$1048576,5,FALSE)=0,IF(K1564=1,2*L1564+2*M1564,IF(K1564=2,L1564+2*M1564,IF(K1564=3,2*L1564+M1564,L1564+M1564))),VLOOKUP(C1564,'ورودی نیروها'!M$4:Q$1048576,5,FALSE))","v":325},1427625,1549125,1455907.894736842,601353.26086956519,1.1111111111111112,30,12.570053699169309,0.35866478943038027,0.44280983864878554,168677.86727653458,1124594.258387004,29250,2.4091201839436995,0.191655520461532,"-","-","-","-","-"]
[null,{"$f":"'ورودی نیروها'!C1558","v":"BASE"},{"$f":"'ورودی نیروها'!D1558","v":17},{"$f":"'ورودی نیروها'!E1558","v":"ACIS69"},"17 - ACIS69",{"$f":"ABS('ورودی نیروها'!H1558)","v":15730.02},{"$f":"ABS('ورودی نیروها'!I1558)","v":36151.972000000002},{"$f":"ABS('ورودی نیروها'!J1558)","v":2512174.3810000001},{"$f":"VLOOKUP(C1565,'ورودی نیروها'!M$4:P$1000000,2,FALSE)","v":50},{"$f":"VLOOKUP(C1565,'ورودی نیروها'!M$4:P$1000000,3,FALSE)","v":45},{"$f":"VLOOKUP(C1565,'ورودی نیروها'!M$4:P$1000000,4,FALSE)","v":3},95,135,{"$f":"IF(VLOOKUP(C1565,'ورودی نیروها'!M$4:Q$1048576,5,FALSE)=0,IF(K1565=1,2*L1565+2*M1565,IF(K1565=2,L1565+2*M1565,IF(K1565=3,2*L1565+M1565,L1565+M1565))),VLOOKUP(C1565,'ورودی نیروها'!M$4:Q$1048576,5,FALSE))","v":325},1427625,1549125,1455907.894736842,601353.26086956519,1.1111111111111112,30,12.570053699169309,0.35866478943038027,0.44280983864878554,12966.439424873004,1112415.5323082227,29250,2.3967146491948941,0.19066860862760521,"-","-","-","-","-"]
[null,{"$f":"'ورودی نیروها'!C1559","v":"BASE"},{"$f":"'ورودی نیروها'!D1559","v":17},{"$f":"'ورودی نیروها'!E1559","v":"ACIS70"},"17 - ACIS70",{"$f":"ABS('ورودی نیروها'!H1559)","v":9191.7900000000009},{"$f":"ABS('ورودی نیروها'!I1559)","v":137205.92199999999},{"$f":"ABS('ورودی نیروها'!J1559)","v":2518144.8130000001},{"$f":"VLOOKUP(C1566,'ورودی نیروها'!M$4:P$1000000,2,FALSE)","v":50},{"$f":"VLOOKUP(C1566,'ورودی نیروها'!M$4:P$1000000,3,FALSE)","v":45},{"$f":"VLOOKUP(C1566,'ورودی نیروها'!M$4:P$1000000,4,FALSE)","v":3},95,135,{"$f":"IF(VLOOKUP(C1566,'ورودی نیروها'!M$4:Q$1048576,5,FALSE)=0,IF(K1566=1,2*L1566+2*M1566,IF(K1566=2,L1566+2*M1566,IF(K1566=3,2*L1566+M1566,L1566+M1566))),VLOOKUP(C1566,'ورودی نیروها'!M$4:Q$1048576,5,FALSE))","v":325},1427625,1549125,1455907.894736842,601353.26086956519,1.1111111111111112,30,12.570053699169309,0.35866478943038027,0.44280983864878554,49210.933122731178,1115059.2983388063,29250,2.2029697445531484,0.17525539645854746,"-","-","-","-","-"]
[null,{"$f":"'ورودی نیروها'!C1560","v":"BASE"},{"$f":"'ورودی نیروها'!D1560","v":17},{"$f":"'ورودی نیروها'!E1560","v":"ACIS71"},"17 - ACIS71",{"$f":"ABS('ورودی نیروها'!H1560)","v":16961.54},{"$f":"ABS('ورودی نیروها'!I1560)","v":927500.57799999998},{"$f":"ABS('ورودی نیروها'!J1560)","v":2550676.0690000001},{"$f":"VLOOKUP(C1567,'ورودی نیروها'!M$4:P$1000000,2,FALSE)","v":50},{"$f":"VLOOKUP(C1567,'ورودی نیروها'!M$4:P$1000000,3,FALSE)","v":45},{"$f":"VLOOKUP(C1567,'ورودی نیروها'!M$4:P$1000000,4,FALSE)","v":3},95,135,{"$f":"IF(VLOOKUP(C1567,'ورودی نیروها'!M$4:Q$1048576,5,FALSE)=0,IF(K1567=1,2*L1567+2*M1567,IF(K1567=2,L1567+2*M1567,IF(K1567=3,2*L1567+M1567,L1567+M1567))),VLOOKUP(C1567,'ورودی نیروها'!M$4:Q$1048576,5,FALSE))","v":325},1427625,1549125,1455907.894736842,601353.26086956519,1.1111111111111112,30,12.570053699169309,0.35866478943038027,0.44280983864878554,332661.79950492596,1129464.4585592085,29250,2.6911039395275935,0.21408849985306228,"-","-","-","-","-"]
[null,{"$f":"'ورودی نیروها'!C1561","v":"BASE"},{"$f":"'ورودی نیروها'!D1561","v":17},{"$f":"'ورودی نیروها'!E1561","v":"ACIS72"},"17 - ACIS72",{"$f":"ABS('ورودی نیروها'!H1561)","v":10423.31},{"$f":"ABS('ورودی نیروها'!I1561)","v":826446.62800000003},{"$f":"ABS('ورودی نیروها'!J1561)","v":2556646.5010000002},{"$f":"VLOOKUP(C1568,'ورودی نیروها'!M$4:P$1000000,2,FALSE)","v":50},{"$f":"VLOOKUP(C1568,'ورودی نیروها'!M$4:P$1000000,3,FALSE)","v":45},{"$f":"VLOOKUP(C1568,'ورودی نیروها'!M$4:P$1000000,4,FALSE)","v":3},95,135,{"$f":"IF(VLOOKUP(C1568,'ورودی نیروها'!M$4:Q$1048576,5,FALSE)=0,IF(K1568=1,2*L1568+2*M1568,IF(K1568=2,L1568+2*M1568,IF(K1568=3,2*L1568+M1568,L1568+M1568))),VLOOKUP(C1568,'ورودی نیروها'!M$4:Q$1048576,5,FALSE))","v":325},1427625,1549125,1455907.894736842,601353.26086956519,1.1111111111111112,30,12.570053699169309,0.35866478943038027,0.44280983864878554,296417.30580706784,1132108.2245897921,29250,2.4465831046550686,0.19463585146153758,"-","-","-","-","-"]
[null,{"$f":"'ورودی نیروها'!C1562","v":"BASE"},{"$f":"'ورودی نیروها'!D1562","v":17},{"$f":"'ورودی نیروها'!E1562","v":"ACIS73"},"17 - ACIS73",{"$f":"ABS('ورودی نیروها'!H1562)","v":15533.48},{"$f":"ABS('ورودی نیروها'!I1562)","v":1365965.52},{"$f":"ABS('ورودی نیروها'!J1562)","v":810487.027},{"$f":"VLOOKUP(C1569,'ورودی نیروها'!M$4:P$1000000,2,FALSE)","v":50},{"$f":"VLOOKUP(C1569,'ورودی نیروها'!M$4:P$1000000,3,FALSE)","v":45},{"$f":"VLOOKUP(C1569,'ورودی نیروها'!M$4:P$1000000,4,FALSE)","v":3},95,135,{"$f":"IF(VLOOKUP(C1569,'ورودی نیروها'!M$4:Q$1048576,5,FALSE)=0,IF(K1569=1,2*L1569+2*M1569,IF(K1569=2,L1569+2*M1569,IF(K1569=3,2*L1569+M1569,L1569+M1569))),VLOOKUP(C1569,'ورودی نیروها'!M$4:Q$1048576,5,FALSE))","v":325},1427625,1549125,1455907.894736842,601353.26086956519,1.1111111111111112,30,12.570053699169309,0.35866478943038027,0.44280983864878554,489923.73559995991,358891.62965280388,29250,1.4710397705666776,0.11702732587879805,"-","-","-","-","-"]
[null,{"$f":"'ورودی نیروها'!C1563","v":"BASE"},{"$f":"'ورودی نیروها'!D1563","v":17},{"$f":"'ورودی نیروها'!E1563","v":"ACIS74"},"17 - ACIS74",{"$f":"ABS('ورودی نیروها'!H1563)","v":8995.25},{"$f":"ABS('ورودی نیروها'!I1563)","v":1467019.469},{"$f":"ABS('ورودی نیروها'!J1563)","v":804516.59600000002},{"$f":"VLOOKUP(C1570,'ورودی نیروها'!M$4:P$1000000,2,FALSE)","v":50},{"$f":"VLOOKUP(C1570,'ورودی نیروها'!M$4:P$1000000,3,FALSE)","v":45},{"$f":"VLOOKUP(C1570,'ورودی نیروها'!M$4:P$1000000,4,FALSE)","v":3},95,135,{"$f":"IF(VLOOKUP(C1570,'ورودی نیروها'!M$4:Q$1048576,5,FALSE)=0,IF(K1570=1,2*L1570+2*M1570,IF(K1570=2,L1570+2*M1570,IF(K1570=3,2*L1570+M1570,L1570+M1570))),VLOOKUP(C1570,'ورودی نیروها'!M$4:Q$1048576,5,FALSE))","v":325},1427625,1549125,1455907.894736842,601353.26086956519,1.1111111111111112,30,12.570053699169309,0.35866478943038027,0.44280983864878554,526168.22893915325,356247.86406503018,29250,1.2685021443858646,0.10091461617778877,"-","-","-","-","-"]
[null,{"$f":"'ورودی نیروها'!C1564","v":"BASE"},{"$f":"'ورودی نیروها'!D1564","v":17},{"$f":"'ورودی نیروها'!E1564","v":"ACIS75"},"17 - ACIS75",{"$f":"ABS('ورودی نیروها'!H1564)","v":14939.88},{"$f":"ABS('ورودی نیروها'!I1564)","v":1311013.757},{"$f":"ABS('ورودی نیروها'!J1564)","v":648674.348},{"$f":"VLOOKUP(C1571,'ورودی نیروها'!M$4:P$1000000,2,FALSE)","v":50},{"$f":"VLOOKUP(C1571,'ورودی نیروها'!M$4:P$1000000,3,FALSE)","v":45},{"$f":"VLOOKUP(C1571,'ورودی نیروها'!M$4:P$1000000,4,FALSE)","v":3},95,135,{"$f":"IF(VLOOKUP(C1571,'ورودی نیروها'!M$4:Q$1048576,5,FALSE)=0,IF(K1571=1,2*L1571+2*M1571,IF(K1571=2,L1571+2*M1571,IF(K1571=3,2*L1571+M1571,L1571+M1571))),VLOOKUP(C1571,'ورودی نیروها'!M$4:Q$1048576,5,FALSE))","v":325},1427625,1549125,1455907.894736842,601353.26086956519,1.1111111111111112,30,12.570053699169309,0.35866478943038027,0.44280983864878554,470214.47309473675,287239.38337348617,29250,1.3177884518482355,0.10483554671968676,"-","-","-","-","-"]
[null,{"$f":"'ورودی نیروها'!C1565","v":"BASE"},{"$f":"'ورودی نیروها'!D1565","v":17},{"$f":"'ورودی نیروها'!E1565","v":"ACIS76"},"17 - ACIS76",{"$f":"ABS('ورودی نیروها'!H1565)","v":8401.65},{"$f":"ABS('ورودی نیروها'!I1565)","v":1412067.706},{"$f":"ABS('ورودی نیروها'!J1565)","v":654644.77899999998},{"$f":"VLOOKUP(C1572,'ورودی نیروها'!M$4:P$1000000,2,FALSE)","v":50},{"$f":"VLOOKUP(C1572,'ورودی نیروها'!M$4:P$1000000,3,FALSE)","v":45},{"$f":"VLOOKUP(C1572,'ورودی نیروها'!M$4:P$1000000,4,FALSE)","v":3},95,135,{"$f":"IF(VLOOKUP(C1572,'ورودی نیروها'!M$4:Q$1048576,5,FALSE)=0,IF(K1572=1,2*L1572+2*M1572,IF(K1572=2,L1572+2*M1572,IF(K1572=3,2*L1572+M1572,L1572+M1572))),VLOOKUP(C1572,'ورودی نیروها'!M$4:Q$1048576,5,FALSE))","v":325},1427625,1549125,1455907.894736842,601353.26086956519,1.1111111111111112,30,12.570053699169309,0.35866478943038027,0.44280983864878554,506458.96643393009,289883.14896125987,29250,1.1240435462189027,8.9422334472062368E-2,"-","-","-","-","-"]
[null,{"$f":"'ورودی نیروها'!C1566","v":"BASE"},{"$f":"'ورودی نیروها'!D1566","v":17},{"$f":"'ورودی نیروها'!E1566","v":"ACIS78"},"17 - ACIS78",{"$f":"ABS('ورودی نیروها'!H1566)","v":19638.560000000001},{"$f":"ABS('ورودی نیروها'!I1566)","v":1846209.6470000001},{"$f":"ABS('ورودی نیروها'!J1566)","v":682148.06599999999},{"$f":"VLOOKUP(C1573,'ورودی نیروها'!M$4:P$1000000,2,FALSE)","v":50},{"$f":"VLOOKUP(C1573,'ورودی نیروها'!M$4:P$1000000,3,FALSE)","v":45},{"$f":"VLOOKUP(C1573,'ورودی نیروها'!M$4:P$1000000,4,FALSE)","v":3},95,135,{"$f":"IF(VLOOKUP(C1573,'ورودی نیروها'!M$4:Q$1048576,5,FALSE)=0,IF(K1573=1,2*L1573+2*M1573,IF(K1573=2,L1573+2*M1573,IF(K1573=3,2*L1573+M1573,L1573+M1573))),VLOOKUP(C1573,'ورودی نیروها'!M$4:Q$1048576,5,FALSE))","v":325},1427625,1549125,1455907.894736842,601353.26086956519,1.1111111111111112,30,12.570053699169309,0.35866478943038027,0.44280983864878554,662170.39428559178,302061.87504004111,29250,1.6375338672924942,0.13027262305177825,"-","-","-","-","-"]
[null,{"$f":"'ورودی نیروها'!C1567","v":"BASE"},{"$f":"'ورودی نیروها'!D1567","v":17},{"$f":"'ورودی نیروها'!E1567","v":"ACIS79"},"17 - ACIS79",{"$f":"ABS('ورودی نیروها'!H1567)","v":19044.96},{"$f":"ABS('ورودی نیروها'!I1567)","v":1901161.409},{"$f":"ABS('ورودی نیروها'!J1567)","v":777013.30900000001},{"$f":"VLOOKUP(C1574,'ورودی نیروها'!M$4:P$1000000,2,FALSE)","v":50},{"$f":"VLOOKUP(C1574,'ورودی نیروها'!M$4:P$1000000,3,FALSE)","v":45},{"$f":"VLOOKUP(C1574,'ورودی نیروها'!M$4:P$1000000,4,FALSE)","v":3},95,135,{"$f":"IF(VLOOKUP(C1574,'ورودی نیروها'!M$4:Q$1048576,5,FALSE)=0,IF(K1574=1,2*L1574+2*M1574,IF(K1574=2,L1574+2*M1574,IF(K1574=3,2*L1574+M1574,L1574+M1574))),VLOOKUP(C1574,'ورودی نیروها'!M$4:Q$1048576,5,FALSE))","v":325},1427625,1549125,1455907.894736842,601353.26086956519,1.1111111111111112,30,12.570053699169309,0.35866478943038027,0.44280983864878554,681879.65643215005,344069.13798624894,29250,1.7009000324536285,0.13531366477503851,"-","-","-","-","-"]
[null,{"$f":"'ورودی نیروها'!C1568","v":"BASE"},{"$f":"'ورودی نیروها'!D1568","v":17},{"$f":"'ورودی نیروها'!E1568","v":"ACIS80"},"17 - ACIS80",{"$f":"ABS('ورودی نیروها'!H1568)","v":12506.73},{"$f":"ABS('ورودی نیروها'!I1568)","v":1800107.46},{"$f":"ABS('ورودی نیروها'!J1568)","v":782983.74},{"$f":"VLOOKUP(C1575,'ورودی نیروها'!M$4:P$1000000,2,FALSE)","v":50},{"$f":"VLOOKUP(C1575,'ورودی نیروها'!M$4:P$1000000,3,FALSE)","v":45},{"$f":"VLOOKUP(C1575,'ورودی نیروها'!M$4:P$1000000,4,FALSE)","v":3},95,135,{"$f":"IF(VLOOKUP(C1575,'ورودی نیروها'!M$4:Q$1048576,5,FALSE)=0,IF(K1575=1,2*L1575+2*M1575,IF(K1575=2,L1575+2*M1575,IF(K1575=3,2*L1575+M1575,L1575+M1575))),VLOOKUP(C1575,'ورودی نیروها'!M$4:Q$1048576,5,FALSE))","v":325},1427625,1549125,1455907.894736842,601353.26086956519,1.1111111111111112,30,12.570053699169309,0.35866478943038027,0.44280983864878554,645635.16309295665,346712.90357402264,29250,1.4563791970959798,0.1158610163449202,"-","-","-","-","-"]
[null,{"$f":"'ورودی نیروها'!C1569","v":"BASE"},{"$f":"'ورودی نیروها'!D1569","v":17},{"$f":"'ورودی نیروها'!E1569","v":"ACIS81"},"17 - ACIS81",{"$f":"ABS('ورودی نیروها'!H1569)","v":15480.13},{"$f":"ABS('ورودی نیروها'!I1569)","v":1466531.176},{"$f":"ABS('ورودی نیروها'!J1569)","v":945632.76199999999},{"$f":"VLOOKUP(C1576,'ورودی نیروها'!M$4:P$1000000,2,FALSE)","v":50},{"$f":"VLOOKUP(C1576,'ورودی نیروها'!M$4:P$1000000,3,FALSE)","v":45},{"$f":"VLOOKUP(C1576,'ورودی نیروها'!M$4:P$1000000,4,FALSE)","v":3},95,135,{"$f":"IF(VLOOKUP(C1576,'ورودی نیروها'!M$4:Q$1048576,5,FALSE)=0,IF(K1576=1,2*L1576+2*M1576,IF(K1576=2,L1576+2*M1576,IF(K1576=3,2*L1576+M1576,L1576+M1576))),VLOOKUP(C1576,'ورودی نیروها'!M$4:Q$1048576,5,FALSE))","v":325},1427625,1549125,1455907.894736842,601353.26086956519,1.1111111111111112,30,12.570053699169309,0.35866478943038027,0.44280983864878554,525993.09543312795,418735.49076222541,29250,1.5939964472862993,0.12680904039349,"-","-","-","-","-"]
[null,{"$f":"'ورودی نیروها'!C1570","v":"BASE"},{"$f":"'ورودی نیروها'!D1570","v":17},{"$f":"'ورودی نیروها'!E1570","v":"ACIS82"},"17 - ACIS82",{"$f":"ABS('ورودی نیروها'!H1570)","v":8941.9},{"$f":"ABS('ورودی نیروها'!I1570)","v":1567585.125},{"$f":"ABS('ورودی نیروها'!J1570)","v":939662.33100000001},{"$f":"VLOOKUP(C1577,'ورودی نیروها'!M$4:P$1000000,2,FALSE)","v":50},{"$f":"VLOOKUP(C1577,'ورودی نیروها'!M$4:P$1000000,3,FALSE)","v":45},{"$f":"VLOOKUP(C1577,'ورودی نیروها'!M$4:P$1000000,4,FALSE)","v":3},95,135,{"$f":"IF(VLOOKUP(C1577,'ورودی نیروها'!M$4:Q$1048576,5,FALSE)=0,IF(K1577=1,2*L1577+2*M1577,IF(K1577=2,L1577+2*M1577,IF(K1577=3,2*L1577+M1577,L1577+M1577))),VLOOKUP(C1577,'ورودی نیروها'!M$4:Q$1048576,5,FALSE))","v":325},1427625,1549125,1455907.894736842,601353.26086956519,1.1111111111111112,30,12.570053699169309,0.35866478943038027,0.44280983864878554,562237.58877232135,416091.72517445171,29250,1.3914588211054864,0.11069633069248072,"-","-","-","-","-"]
[null,{"$f":"'ورودی نیروها'!C1571","v":"BASE"},{"$f":"'ورودی نیروها'!D1571","v":17},{"$f":"'ورودی نیروها'!E1571","v":"ACIS83"},"17 - ACIS83",{"$f":"ABS('ورودی نیروها'!H1571)","v":14886.53},{"$f":"ABS('ورودی نیروها'!I1571)","v":1411579.4129999999},{"$f":"ABS('ورودی نیروها'!J1571)","v":513528.61200000002},{"$f":"VLOOKUP(C1578,'ورودی نیروها'!M$4:P$1000000,2,FALSE)","v":50},{"$f":"VLOOKUP(C1578,'ورودی نیروها'!M$4:P$1000000,3,FALSE)","v":45},{"$f":"VLOOKUP(C1578,'ورودی نیروها'!M$4:P$1000000,4,FALSE)","v":3},95,135,{"$f":"IF(VLOOKUP(C1578,'ورودی نیروها'!M$4:Q$1048576,5,FALSE)=0,IF(K1578=1,2*L1578+2*M1578,IF(K1578=2,L1578+2*M1578,IF(K1578=3,2*L1578+M1578,L1578+M1578))),VLOOKUP(C1578,'ورودی نیروها'!M$4:Q$1048576,5,FALSE))","v":325},1427625,1549125,1455907.894736842,601353.26086956519,1.1111111111111112,30,12.570053699169309,0.35866478943038027,0.44280983864878554,506283.83292790479,227395.52182125481,29250,1.2417144914202631,9.8783547082405998E-2,"-","-","-","-","-"]
[null,{"$f":"'ورودی نیروها'!C1572","v":"BASE"},{"$f":"'ورودی نیروها'!D1572","v":17},{"$f":"'ورودی نیروها'!E1572","v":"ACIS84"},"17 - ACIS84",{"$f":"ABS('ورودی نیروها'!H1572)","v":8348.2999999999993},{"$f":"ABS('ورودی نیروها'!I1572)","v":1512633.3629999999},{"$f":"ABS('ورودی نیروها'!J1572)","v":519499.04399999999},{"$f":"VLOOKUP(C1579,'ورودی نیروها'!M$4:P$1000000,2,FALSE)","v":50},{"$f":"VLOOKUP(C1579,'ورودی نیروها'!M$4:P$1000000,3,FALSE)","v":45},{"$f":"VLOOKUP(C1579,'ورودی نیروها'!M$4:P$1000000,4,FALSE)","v":3},95,135,{"$f":"IF(VLOOKUP(C1579,'ورودی نیروها'!M$4:Q$1048576,5,FALSE)=0,IF(K1579=1,2*L1579+2*M1579,IF(K1579=2,L1579+2*M1579,IF(K1579=3,2*L1579+M1579,L1579+M1579))),VLOOKUP(C1579,'ورودی نیروها'!M$4:Q$1048576,5,FALSE))","v":325},1427625,1549125,1455907.894736842,601353.26086956519,1.1111111111111112,30,12.570053699169309,0.35866478943038027,0.44280983864878554,542528.32662576297,230039.28785183834,29250,1.0479695867785175,8.3370334913348262E-2,"-","-","-","-","-"]
[null,{"$f":"'ورودی نیروها'!C1573","v":"BASE"},{"$f":"'ورودی نیروها'!D1573","v":17},{"$f":"'ورودی نیروها'!E1573","v":"ACIS85"},"17 - ACIS85",{"$f":"ABS('ورودی نیروها'!H1573)","v":19691.919999999998},{"$f":"ABS('ورودی نیروها'!I1573)","v":1946775.3030000001},{"$f":"ABS('ورودی نیروها'!J1573)","v":547002.33100000001},{"$f":"VLOOKUP(C1580,'ورودی نیروها'!M$4:P$1000000,2,FALSE)","v":50},{"$f":"VLOOKUP(C1580,'ورودی نیروها'!M$4:P$1000000,3,FALSE)","v":45},{"$f":"VLOOKUP(C1580,'ورودی نیروها'!M$4:P$1000000,4,FALSE)","v":3},95,135,{"$f":"IF(VLOOKUP(C1580,'ورودی نیروها'!M$4:Q$1048576,5,FALSE)=0,IF(K1580=1,2*L1580+2*M1580,IF(K1580=2,L1580+2*M1580,IF(K1580=3,2*L1580+M1580,L1580+M1580))),VLOOKUP(C1580,'ورودی نیروها'!M$4:Q$1048576,5,FALSE))","v":325},1427625,1549125,1455907.894736842,601353.26086956519,1.1111111111111112,30,12.570053699169309,0.35866478943038027,0.44280983864878554,698239.75411875977,242218.01393061958,29250,1.5651081127290825,0.12451085334921938,"-","-","-","-","-"]
[null,{"$f":"'ورودی نیروها'!C1574","v":"BASE"},{"$f":"'ورودی نیروها'!D1574","v":17},{"$f":"'ورودی نیروها'!E1574","v":"ACIS86"},"17 - ACIS86",{"$f":"ABS('ورودی نیروها'!H1574)","v":13153.69},{"$f":"ABS('ورودی نیروها'!I1574)","v":1845721.3540000001},{"$f":"ABS('ورودی نیروها'!J1574)","v":541031.89899999998},{"$f":"VLOOKUP(C1581,'ورودی نیروها'!M$4:P$1000000,2,FALSE)","v":50},{"$f":"VLOOKUP(C1581,'ورودی نیروها'!M$4:P$1000000,3,FALSE)","v":45},{"$f":"VLOOKUP(C1581,'ورودی نیروها'!M$4:P$1000000,4,FALSE)","v":3},95,135,{"$f":"IF(VLOOKUP(C1581,'ورودی نیروها'!M$4:Q$1048576,5,FALSE)=0,IF(K1581=1,2*L1581+2*M1581,IF(K1581=2,L1581+2*M1581,IF(K1581=3,2*L1581+M1581,L1581+M1581))),VLOOKUP(C1581,'ورودی نیروها'!M$4:Q$1048576,5,FALSE))","v":325},1427625,1549125,1455907.894736842,601353.26086956519,1.1111111111111112,30,12.570053699169309,0.35866478943038027,0.44280983864878554,661995.26077956636,239574.24790003602,29250,1.3117945560835982,0.10435870740713606,"-","-","-","-","-"]
[null,{"$f":"'ورودی نیروها'!C1575","v":"BASE"},{"$f":"'ورودی نیروها'!D1575","v":17},{"$f":"'ورودی نیروها'!E1575","v":"ACIS87"},"17 - ACIS87",{"$f":"ABS('ورودی نیروها'!H1575)","v":19098.32},{"$f":"ABS('ورودی نیروها'!I1575)","v":2001727.0660000001},{"$f":"ABS('ورودی نیروها'!J1575)","v":912159.04399999999},{"$f":"VLOOKUP(C1582,'ورودی نیروها'!M$4:P$1000000,2,FALSE)","v":50},{"$f":"VLOOKUP(C1582,'ورودی نیروها'!M$4:P$1000000,3,FALSE)","v":45},{"$f":"VLOOKUP(C1582,'ورودی نیروها'!M$4:P$1000000,4,FALSE)","v":3},95,135,{"$f":"IF(VLOOKUP(C1582,'ورودی نیروها'!M$4:Q$1048576,5,FALSE)=0,IF(K1582=1,2*L1582+2*M1582,IF(K1582=2,L1582+2*M1582,IF(K1582=3,2*L1582+M1582,L1582+M1582))),VLOOKUP(C1582,'ورودی نیروها'!M$4:Q$1048576,5,FALSE))","v":325},1427625,1549125,1455907.894736842,601353.26086956519,1.1111111111111112,30,12.570053699169309,0.35866478943038027,0.44280983864878554,717949.01662398293,403912.99909567047,29250,1.8275049145526869,0.14538560918585872,"-","-","-","-","-"]
[null,{"$f":"'ورودی نیروها'!C1576","v":"BASE"},{"$f":"'ورودی نیروها'!D1576","v":17},{"$f":"'ورودی نیروها'!E1576","v":"ACIS88"},"17 - ACIS88",{"$f":"ABS('ورودی نیروها'!H1576)","v":12560.09},{"$f":"ABS('ورودی نیروها'!I1576)","v":1900673.1159999999},{"$f":"ABS('ورودی نیروها'!J1576)","v":918129.47600000002},{"$f":"VLOOKUP(C1583,'ورودی نیروها'!M$4:P$1000000,2,FALSE)","v":50},{"$f":"VLOOKUP(C1583,'ورودی نیروها'!M$4:P$1000000,3,FALSE)","v":45},{"$f":"VLOOKUP(C1583,'ورودی نیروها'!M$4:P$1000000,4,FALSE)","v":3},95,135,{"$f":"IF(VLOOKUP(C1583,'ورودی نیروها'!M$4:Q$1048576,5,FALSE)=0,IF(K1583=1,2*L1583+2*M1583,IF(K1583=2,L1583+2*M1583,IF(K1583=3,2*L1583+M1583,L1583+M1583))),VLOOKUP(C1583,'ورودی نیروها'!M$4:Q$1048576,5,FALSE))","v":325},1427625,1549125,1455907.894736842,601353.26086956519,1.1111111111111112,30,12.570053699169309,0.35866478943038027,0.44280983864878554,681704.52292612474,406556.765126254,29250,1.5829840796801622,0.12593296079433405,"-","-","-","-","-"]
[null,{"$f":"'ورودی نیروها'!C1577","v":"BASE"},{"$f":"'ورودی نیروها'!D1577","v":17},{"$f":"'ورودی نیروها'!E1577","v":"ACIS89"},"17 - ACIS89",{"$f":"ABS('ورودی نیروها'!H1577)","v":15586.84},{"$f":"ABS('ورودی نیروها'!I1577)","v":1265399.8629999999},{"$f":"ABS('ورودی نیروها'!J1577)","v":675341.29200000002},{"$f":"VLOOKUP(C1584,'ورودی نیروها'!M$4:P$1000000,2,FALSE)","v":50},{"$f":"VLOOKUP(C1584,'ورودی نیروها'!M$4:P$1000000,3,FALSE)","v":45},{"$f":"VLOOKUP(C1584,'ورودی نیروها'!M$4:P$1000000,4,FALSE)","v":3},95,135,{"$f":"IF(VLOOKUP(C1584,'ورودی نیروها'!M$4:Q$1048576,5,FALSE)=0,IF(K1584=1,2*L1584+2*M1584,IF(K1584=2,L1584+2*M1584,IF(K1584=3,2*L1584+M1584,L1584+M1584))),VLOOKUP(C1584,'ورودی نیروها'!M$4:Q$1048576,5,FALSE))","v":325},1427625,1549125,1455907.894736842,601353.26086956519,1.1111111111111112,30,12.570053699169309,0.35866478943038027,0.44280983864878554,453854.37540812703,299047.76854338235,29250,1.3480834354761659,0.10724563854212125,"-","-","-","-","-"]
[null,{"$f":"'ورودی نیروها'!C1578","v":"BASE"},{"$f":"'ورودی نیروها'!D1578","v":17},{"$f":"'ورودی نیروها'!E1578","v":"ACIS90"},"17 - ACIS90",{"$f":"ABS('ورودی نیروها'!H1578)","v":9048.61},{"$f":"ABS('ورودی نیروها'!I1578)","v":1366453.8130000001},{"$f":"ABS('ورودی نیروها'!J1578)","v":669370.86},{"$f":"VLOOKUP(C1585,'ورودی نیروها'!M$4:P$1000000,2,FALSE)","v":50},{"$f":"VLOOKUP(C1585,'ورودی نیروها'!M$4:P$1000000,3,FALSE)","v":45},{"$f":"VLOOKUP(C1585,'ورودی نیروها'!M$4:P$1000000,4,FALSE)","v":3},95,135,{"$f":"IF(VLOOKUP(C1585,'ورودی نیروها'!M$4:Q$1048576,5,FALSE)=0,IF(K1585=1,2*L1585+2*M1585,IF(K1585=2,L1585+2*M1585,IF(K1585=3,2*L1585+M1585,L1585+M1585))),VLOOKUP(C1585,'ورودی نیروها'!M$4:Q$1048576,5,FALSE))","v":325},1427625,1549125,1455907.894736842,601353.26086956519,1.1111111111111112,30,12.570053699169309,0.35866478943038027,0.44280983864878554,490098.86910598527,296404.00251279882,29250,1.1455458088102293,9.1132928802518373E-2,"-","-","-","-","-"]
[null,{"$f":"'ورودی نیروها'!C1579","v":"BASE"},{"$f":"'ورودی نیروها'!D1579","v":17},{"$f":"'ورودی نیروها'!E1579","v":"ACIS91"},"17 - ACIS91",{"$f":"ABS('ورودی نیروها'!H1579)","v":14993.24},{"$f":"ABS('ورودی نیروها'!I1579)","v":1210448.101},{"$f":"ABS('ورودی نیروها'!J1579)","v":783820.08299999998},{"$f":"VLOOKUP(C1586,'ورودی نیروها'!M$4:P$1000000,2,FALSE)","v":50},{"$f":"VLOOKUP(C1586,'ورودی نیروها'!M$4:P$1000000,3,FALSE)","v":45},{"$f":"VLOOKUP(C1586,'ورودی نیروها'!M$4:P$1000000,4,FALSE)","v":3},95,135,{"$f":"IF(VLOOKUP(C1586,'ورودی نیروها'!M$4:Q$1048576,5,FALSE)=0,IF(K1586=1,2*L1586+2*M1586,IF(K1586=2,L1586+2*M1586,IF(K1586=3,2*L1586+M1586,L1586+M1586))),VLOOKUP(C1586,'ورودی نیروها'!M$4:Q$1048576,5,FALSE))","v":325},1427625,1549125,1455907.894736842,601353.26086956519,1.1111111111111112,30,12.570053699169309,0.35866478943038027,0.44280983864878554,434145.11326156865,347083.2444829077,29250,1.3938627534201942,0.11088757349638909,"-","-","-","-","-"]
[null,{"$f":"'ورودی نیروها'!C1580","v":"BASE"},{"$f":"'ورودی نیروها'!D1580","v":17},{"$f":"'ورودی نیروها'!E1580","v":"ACIS92"},"17 - ACIS92",{"$f":"ABS('ورودی نیروها'!H1580)","v":8455.01},{"$f":"ABS('ورودی نیروها'!I1580)","v":1311502.05},{"$f":"ABS('ورودی نیروها'!J1580)","v":789790.51500000001},{"$f":"VLOOKUP(C1587,'ورودی نیروها'!M$4:P$1000000,2,FALSE)","v":50},{"$f":"VLOOKUP(C1587,'ورودی نیروها'!M$4:P$1000000,3,FALSE)","v":45},{"$f":"VLOOKUP(C1587,'ورودی نیروها'!M$4:P$1000000,4,FALSE)","v":3},95,135,{"$f":"IF(VLOOKUP(C1587,'ورودی نیروها'!M$4:Q$1048576,5,FALSE)=0,IF(K1587=1,2*L1587+2*M1587,IF(K1587=2,L1587+2*M1587,IF(K1587=3,2*L1587+M1587,L1587+M1587))),VLOOKUP(C1587,'ورودی نیروها'!M$4:Q$1048576,5,FALSE))","v":325},1427625,1549125,1455907.894736842,601353.26086956519,1.1111111111111112,30,12.570053699169309,0.35866478943038027,0.44280983864878554,470389.60660076205,349727.01051349123,29250,1.200117848527217,9.5474361307344838E-2,"-","-","-","-","-"]
[null,{"$f":"'ورودی نیروها'!C1581","v":"BASE"},{"$f":"'ورودی نیروها'!D1581","v":17},{"$f":"'ورودی نیروها'!E1581","v":"ACIS93"},"17 - ACIS93",{"$f":"ABS('ورودی نیروها'!H1581)","v":19585.21},{"$f":"ABS('ورودی نیروها'!I1581)","v":1745643.9909999999},{"$f":"ABS('ورودی نیروها'!J1581)","v":817293.80099999998},{"$f":"VLOOKUP(C1588,'ورودی نیروها'!M$4:P$1000000,2,FALSE)","v":50},{"$f":"VLOOKUP(C1588,'ورودی نیروها'!M$4:P$1000000,3,FALSE)","v":45},{"$f":"VLOOKUP(C1588,'ورودی نیروها'!M$4:P$1000000,4,FALSE)","v":3},95,135,{"$f":"IF(VLOOKUP(C1588,'ورودی نیروها'!M$4:Q$1048576,5,FALSE)=0,IF(K1588=1,2*L1588+2*M1588,IF(K1588=2,L1588+2*M1588,IF(K1588=3,2*L1588+M1588,L1588+M1588))),VLOOKUP(C1588,'ورودی نیروها'!M$4:Q$1048576,5,FALSE))","v":325},1427625,1549125,1455907.894736842,601353.26086956519,1.1111111111111112,30,12.570053699169309,0.35866478943038027,0.44280983864878554,626101.03445242357,361905.73614946264,29250,1.7099599637362477,0.13603441995233881,"-","-","-","-","-"]
[null,{"$f":"'ورودی نیروها'!C1582","v":"BASE"},{"$f":"'ورودی نیروها'!D1582","v":17},{"$f":"'ورودی نیروها'!E1582","v":"ACIS94"},"17 - ACIS94",{"$f":"ABS('ورودی نیروها'!H1582)","v":13046.98},{"$f":"ABS('ورودی نیروها'!I1582)","v":1644590.041},{"$f":"ABS('ورودی نیروها'!J1582)","v":811323.37},{"$f":"VLOOKUP(C1589,'ورودی نیروها'!M$4:P$1000000,2,FALSE)","v":50},{"$f":"VLOOKUP(C1589,'ورودی نیروها'!M$4:P$1000000,3,FALSE)","v":45},{"$f":"VLOOKUP(C1589,'ورودی نیروها'!M$4:P$1000000,4,FALSE)","v":3},95,135,{"$f":"IF(VLOOKUP(C1589,'ورودی نیروها'!M$4:Q$1048576,5,FALSE)=0,IF(K1589=1,2*L1589+2*M1589,IF(K1589=2,L1589+2*M1589,IF(K1589=3,2*L1589+M1589,L1589+M1589))),VLOOKUP(C1589,'ورودی نیروها'!M$4:Q$1048576,5,FALSE))","v":325},1427625,1549125,1455907.894736842,601353.26086956519,1.1111111111111112,30,12.570053699169309,0.35866478943038027,0.44280983864878554,589856.54075456539,359261.97056168894,29250,1.4566464075758874,0.11588227404884911,"-","-","-","-","-"]
[null,{"$f":"'ورودی نیروها'!C1583","v":"BASE"},{"$f":"'ورودی نیروها'!D1583","v":17},{"$f":"'ورودی نیروها'!E1583","v":"ACIS95"},"17 - ACIS95",{"$f":"ABS('ورودی نیروها'!H1583)","v":18991.61},{"$f":"ABS('ورودی نیروها'!I1583)","v":1800595.753},{"$f":"ABS('ورودی نیروها'!J1583)","v":641867.57299999997},{"$f":"VLOOKUP(C1590,'ورودی نیروها'!M$4:P$1000000,2,FALSE)","v":50},{"$f":"VLOOKUP(C1590,'ورودی نیروها'!M$4:P$1000000,3,FALSE)","v":45},{"$f":"VLOOKUP(C1590,'ورودی نیروها'!M$4:P$1000000,4,FALSE)","v":3},95,135,{"$f":"IF(VLOOKUP(C1590,'ورودی نیروها'!M$4:Q$1048576,5,FALSE)=0,IF(K1590=1,2*L1590+2*M1590,IF(K1590=2,L1590+2*M1590,IF(K1590=3,2*L1590+M1590,L1590+M1590))),VLOOKUP(C1590,'ورودی نیروها'!M$4:Q$1048576,5,FALSE))","v":325},1427625,1549125,1455907.894736842,601353.26086956519,1.1111111111111112,30,12.570053699169309,0.35866478943038027,0.44280983864878554,645810.29659898207,284225.27643401758,29250,1.574295491749788,0.12524174752362635,"-","-","-","-","-"]
[null,{"$f":"'ورودی نیروها'!C1584","v":"BASE"},{"$f":"'ورودی نیروها'!D1584","v":17},{"$f":"'ورودی نیروها'!E1584","v":"ACIS96"},"17 - ACIS96",{"$f":"ABS('ورودی نیروها'!H1584)","v":12453.37},{"$f":"ABS('ورودی نیروها'!I1584)","v":1699541.804},{"$f":"ABS('ورودی نیروها'!J1584)","v":647838.005},{"$f":"VLOOKUP(C1591,'ورودی نیروها'!M$4:P$1000000,2,FALSE)","v":50},{"$f":"VLOOKUP(C1591,'ورودی نیروها'!M$4:P$1000000,3,FALSE)","v":45},{"$f":"VLOOKUP(C1591,'ورودی نیروها'!M$4:P$1000000,4,FALSE)","v":3},95,135,{"$f":"IF(VLOOKUP(C1591,'ورودی نیروها'!M$4:Q$1048576,5,FALSE)=0,IF(K1591=1,2*L1591+2*M1591,IF(K1591=2,L1591+2*M1591,IF(K1591=3,2*L1591+M1591,L1591+M1591))),VLOOKUP(C1591,'ورودی نیروها'!M$4:Q$1048576,5,FALSE))","v":325},1427625,1549125,1455907.894736842,601353.26086956519,1.1111111111111112,30,12.570053699169309,0.35866478943038027,0.44280983864878554,609565.80325978866,286869.04246460111,29250,1.3297743152481531,0.1057890719540865,"-","-","-","-","-"]
[null,{"$f":"'ورودی نیروها'!C1585","v":"BASE"},{"$f":"'ورودی نیروها'!D1585","v":18},{"$f":"'ورودی نیروها'!E1585","v":"ACIB01"},"18 - ACIB01",{"$f":"ABS('ورودی نیروها'!H1585)","v":147648.41},{"$f":"ABS('ورودی نیروها'!I1585)","v":102891.13800000001},{"$f":"ABS('ورودی نیروها'!J1585)","v":42097.978000000003},{"$f":"VLOOKUP(C1592,'ورودی نیروها'!M$4:P$1000000,2,FALSE)","v":60},{"$f":"VLOOKUP(C1592,'ورودی نیروها'!M$4:P$1000000,3,FALSE)","v":45},{"$f":"VLOOKUP(C1592,'ورودی نیروها'!M$4:P$1000000,4,FALSE)","v":4},105,90,{"$f":"IF(VLOOKUP(C1592,'ورودی نیروها'!M$4:Q$1048576,5,FALSE)=0,IF(K1592=1,2*L1592+2*M1592,IF(K1592=2,L1592+2*M1592,IF(K1592=3,2*L1592+M1592,L1592+M1592))),VLOOKUP(C1592,'ورودی نیروها'!M$4:Q$1048576,5,FALSE))","v":195},225709.28571428571,352953.94736842107,263335,285525,1.3333333333333333,20,12.570053699169309,0.41863246886335237,0.38165241513967074,43073.571125099894,16066.794976196727,17550,8.6648640786647793,0.68932593973225398,"-","-","-","-","-"]
[null,{"$f":"'ورودی نیروها'!C1586","v":"BASE"},{"$f":"'ورودی نیروها'!D1586","v":18},{"$f":"'ورودی نیروها'!E1586","v":"ACIB02"},"18 - ACIB02",{"$f":"ABS('ورودی نیروها'!H1586)","v":161890.51},{"$f":"ABS('ورودی نیروها'!I1586)","v":117084.834},{"$f":"ABS('ورودی نیروها'!J1586)","v":79642.47},{"$f":"VLOOKUP(C1593,'ورودی نیروها'!M$4:P$1000000,2,FALSE)","v":60},{"$f":"VLOOKUP(C1593,'ورودی نیروها'!M$4:P$1000000,3,FALSE)","v":45},{"$f":"VLOOKUP(C1593,'ورودی نیروها'!M$4:P$1000000,4,FALSE)","v":4},105,90,{"$f":"IF(VLOOKUP(C1593,'ورودی نیروها'!M$4:Q$1048576,5,FALSE)=0,IF(K1593=1,2*L1593+2*M1593,IF(K1593=2,L1593+2*M1593,IF(K1593=3,2*L1593+M1593,L1593+M1593))),VLOOKUP(C1593,'ورودی نیروها'!M$4:Q$1048576,5,FALSE))","v":195},225709.28571428571,352953.94736842107,263335,285525,1.3333333333333333,20,12.570053699169309,0.41863246886335237,0.38165241513967074,49015.513123875782,30395.741023188773,17550,9.5571187656090117,0.76030850737261313,"-","-","-","-","-"]
[null,{"$f":"'ورودی نیروها'!C1587","v":"BASE"},{"$f":"'ورودی نیروها'!D1587","v":18},{"$f":"'ورودی نیروها'!E1587","v":"ACIS01"},"18 - ACIS01",{"$f":"ABS('ورودی نیروها'!H1587)","v":180395.66},{"$f":"ABS('ورودی نیروها'!I1587)","v":696606.28},{"$f":"ABS('ورودی نیروها'!J1587)","v":2055585.862},{"$f":"VLOOKUP(C1594,'ورودی نیروها'!M$4:P$1000000,2,FALSE)","v":60},{"$f":"VLOOKUP(C1594,'ورودی نیروها'!M$4:P$1000000,3,FALSE)","v":45},{"$f":"VLOOKUP(C1594,'ورودی نیروها'!M$4:P$1000000,4,FALSE)","v":4},105,90,{"$f":"IF(VLOOKUP(C1594,'ورودی نیروها'!M$4:Q$1048576,5,FALSE)=0,IF(K1594=1,2*L1594+2*M1594,IF(K1594=2,L1594+2*M1594,IF(K1594=3,2*L1594+M1594,L1594+M1594))),VLOOKUP(C1594,'ورودی نیروها'!M$4:Q$1048576,5,FALSE))","v":195},225709.28571428571,352953.94736842107,263335,285525,1.3333333333333333,20,12.570053699169309,0.41863246886335237,0.38165241513967074,291622.00682211574,784519.30875926197,17550,14.550148232271647,1.1575247473471966,240527.54666666666,882417.7696816856,"OK","OK",0.128706144651652]
[null,{"$f":"'ورودی نیروها'!C1588","v":"BASE"},{"$f":"'ورودی نیروها'!D1588","v":18},{"$f":"'ورودی نیروها'!E1588","v":"ACIS02"},"18 - ACIS02",{"$f":"ABS('ورودی نیروها'!H1588)","v":136172.85999999999},{"$f":"ABS('ورودی نیروها'!I1588)","v":727400.95400000003},{"$f":"ABS('ورودی نیروها'!J1588)","v":2043048.142},{"$f":"VLOOKUP(C1595,'ورودی نیروها'!M$4:P$1000000,2,FALSE)","v":60},{"$f":"VLOOKUP(C1595,'ورودی نیروها'!M$4:P$1000000,3,FALSE)","v":45},{"$f":"VLOOKUP(C1595,'ورودی نیروها'!M$4:P$1000000,4,FALSE)","v":4},105,90,{"$f":"IF(VLOOKUP(C1595,'ورودی نیروها'!M$4:Q$1048576,5,FALSE)=0,IF(K1595=1,2*L1595+2*M1595,IF(K1595=2,L1595+2*M1595,IF(K1595=3,2*L1595+M1595,L1595+M1595))),VLOOKUP(C1595,'ورودی نیروها'!M$4:Q$1048576,5,FALSE))","v":195},225709.28571428571,352953.94736842107,263335,285525,1.3333333333333333,20,12.570053699169309,0.41863246886335237,0.38165241513967074,304513.65722657781,779734.25764091697,17550,12.069275775350718,0.96016103544158415,"-","-","-","-","-"]
[null,{"$f":"'ورودی نیروها'!C1589","v":"BASE"},{"$f":"'ورودی نیروها'!D1589","v":18},{"$f":"'ورودی نیروها'!E1589","v":"ACIS03"},"18 - ACIS03",{"$f":"ABS('ورودی نیروها'!H1589)","v":221960.49},{"$f":"ABS('ورودی نیروها'!I1589)","v":830876.10100000002},{"$f":"ABS('ورودی نیروها'!J1589)","v":2022338.675},{"$f":"VLOOKUP(C1596,'ورودی نیروها'!M$4:P$1000000,2,FALSE)","v":60},{"$f":"VLOOKUP(C1596,'ورودی نیروها'!M$4:P$1000000,3,FALSE)","v":45},{"$f":"VLOOKUP(C1596,'ورودی نیروها'!M$4:P$1000000,4,FALSE)","v":4},105,90,{"$f":"IF(VLOOKUP(C1596,'ورودی نیروها'!M$4:Q$1048576,5,FALSE)=0,IF(K1596=1,2*L1596+2*M1596,IF(K1596=2,L1596+2*M1596,IF(K1596=3,2*L1596+M1596,L1596+M1596))),VLOOKUP(C1596,'ورودی نیروها'!M$4:Q$1048576,5,FALSE))","v":195},225709.28571428571,352953.94736842107,263335,285525,1.3333333333333333,20,12.570053699169309,0.41863246886335237,0.38165241513967074,347831.71348118613,771830.43954411172,17550,17.119365202285199,1.3619166323383751,295947.32,882417.7696816856,"OK","OK",0.29570524770253281]
[null,{"$f":"'ورودی نیروها'!C1590","v":"BASE"},{"$f":"'ورودی نیروها'!D1590","v":18},{"$f":"'ورودی نیروها'!E1590","v":"ACIS04"},"18 - ACIS04",{"$f":"ABS('ورودی نیروها'!H1590)","v":177737.69},{"$f":"ABS('ورودی نیروها'!I1590)","v":800081.42700000003},{"$f":"ABS('ورودی نیروها'!J1590)","v":2009800.9550000001},{"$f":"VLOOKUP(C1597,'ورودی نیروها'!M$4:P$1000000,2,FALSE)","v":60},{"$f":"VLOOKUP(C1597,'ورودی نیروها'!M$4:P$1000000,3,FALSE)","v":45},{"$f":"VLOOKUP(C1597,'ورودی نیروها'!M$4:P$1000000,4,FALSE)","v":4},105,90,{"$f":"IF(VLOOKUP(C1597,'ورودی نیروها'!M$4:Q$1048576,5,FALSE)=0,IF(K1597=1,2*L1597+2*M1597,IF(K1597=2,L1597+2*M1597,IF(K1597=3,2*L1597+M1597,L1597+M1597))),VLOOKUP(C1597,'ورودی نیروها'!M$4:Q$1048576,5,FALSE))","v":195},225709.28571428571,352953.94736842107,263335,285525,1.3333333333333333,20,12.570053699169309,0.41863246886335237,0.38165241513967074,334940.06307672407,767045.38842576672,17550,14.524260401190524,1.1554652628214594,236983.58666666667,882417.7696816856,"OK","OK",0.12702343563137902]
[null,{"$f":"'ورودی نیروها'!C1591","v":"BASE"},{"$f":"'ورودی نیروها'!D1591","v":18},{"$f":"'ورودی نیروها'!E1591","v":"ACIS05"},"18 - ACIS05",{"$f":"ABS('ورودی نیروها'!H1591)","v":119542.29},{"$f":"ABS('ورودی نیروها'!I1591)","v":587581.08100000001},{"$f":"ABS('ورودی نیروها'!J1591)","v":1883184.882},{"$f":"VLOOKUP(C1598,'ورودی نیروها'!M$4:P$1000000,2,FALSE)","v":60},{"$f":"VLOOKUP(C1598,'ورودی نیروها'!M$4:P$1000000,3,FALSE)","v":45},{"$f":"VLOOKUP(C1598,'ورودی نیروها'!M$4:P$1000000,4,FALSE)","v":4},105,90,{"$f":"IF(VLOOKUP(C1598,'ورودی نیروها'!M$4:Q$1048576,5,FALSE)=0,IF(K1598=1,2*L1598+2*M1598,IF(K1598=2,L1598+2*M1598,IF(K1598=3,2*L1598+M1598,L1598+M1598))),VLOOKUP(C1598,'ورودی نیروها'!M$4:Q$1048576,5,FALSE))","v":195},225709.28571428571,352953.94736842107,263335,285525,1.3333333333333333,20,12.570053699169309,0.41863246886335237,0.38165241513967074,245980.51859642743,718722.05836981582,17550,10.630644743016131,0.84571195934657428,"-","-","-","-","-"]
[null,{"$f":"'ورودی نیروها'!C1592","v":"BASE"},{"$f":"'ورودی نیروها'!D1592","v":18},{"$f":"'ورودی نیروها'!E1592","v":"ACIS06"},"18 - ACIS06",{"$f":"ABS('ورودی نیروها'!H1592)","v":75319.490000000005},{"$f":"ABS('ورودی نیروها'!I1592)","v":618375.75600000005},{"$f":"ABS('ورودی نیروها'!J1592)","v":1895722.602},{"$f":"VLOOKUP(C1599,'ورودی نیروها'!M$4:P$1000000,2,FALSE)","v":60},{"$f":"VLOOKUP(C1599,'ورودی نیروها'!M$4:P$1000000,3,FALSE)","v":45},{"$f":"VLOOKUP(C1599,'ورودی نیروها'!M$4:P$1000000,4,FALSE)","v":4},105,90,{"$f":"IF(VLOOKUP(C1599,'ورودی نیروها'!M$4:Q$1048576,5,FALSE)=0,IF(K1599=1,2*L1599+2*M1599,IF(K1599=2,L1599+2*M1599,IF(K1599=3,2*L1599+M1599,L1599+M1599))),VLOOKUP(C1599,'ورودی نیروها'!M$4:Q$1048576,5,FALSE))","v":195},225709.28571428571,352953.94736842107,263335,285525,1.3333333333333333,20,12.570053699169309,0.41863246886335237,0.38165241513967074,258872.16941952199,723507.10948816082,17550,8.1861142183302196,0.65123939914999718,"-","-","-","-","-"]
[null,{"$f":"'ورودی نیروها'!C1593","v":"BASE"},{"$f":"'ورودی نیروها'!D1593","v":18},{"$f":"'ورودی نیروها'!E1593","v":"ACIS07"},"18 - ACIS07",{"$f":"ABS('ورودی نیروها'!H1593)","v":161107.12},{"$f":"ABS('ورودی نیروها'!I1593)","v":939901.3},{"$f":"ABS('ورودی نیروها'!J1593)","v":1916432.0689999999},{"$f":"VLOOKUP(C1600,'ورودی نیروها'!M$4:P$1000000,2,FALSE)","v":60},{"$f":"VLOOKUP(C1600,'ورودی نیروها'!M$4:P$1000000,3,FALSE)","v":45},{"$f":"VLOOKUP(C1600,'ورودی نیروها'!M$4:P$1000000,4,FALSE)","v":4},105,90,{"$f":"IF(VLOOKUP(C1600,'ورودی نیروها'!M$4:Q$1048576,5,FALSE)=0,IF(K1600=1,2*L1600+2*M1600,IF(K1600=2,L1600+2*M1600,IF(K1600=3,2*L1600+M1600,L1600+M1600))),VLOOKUP(C1600,'ورودی نیروها'!M$4:Q$1048576,5,FALSE))","v":195},225709.28571428571,352953.94736842107,263335,285525,1.3333333333333333,20,12.570053699169309,0.41863246886335237,0.38165241513967074,393473.20170687442,731410.92758496606,17550,13.700659470617188,1.0899443867548948,214809.49333333332,882417.7696816856,"OK","OK",7.3489375144112135E-2]
[null,{"$f":"'ورودی نیروها'!C1594","v":"BASE"},{"$f":"'ورودی نیروها'!D1594","v":18},{"$f":"'ورودی نیروها'!E1594","v":"ACIS08"},"18 - ACIS08",{"$f":"ABS('ورودی نیروها'!H1594)","v":116884.32},{"$f":"ABS('ورودی نیروها'!I1594)","v":909106.625},{"$f":"ABS('ورودی نیروها'!J1594)","v":1928969.7890000001},{"$f":"VLOOKUP(C1601,'ورودی نیروها'!M$4:P$1000000,2,FALSE)","v":60},{"$f":"VLOOKUP(C1601,'ورودی نیروها'!M$4:P$1000000,3,FALSE)","v":45},{"$f":"VLOOKUP(C1601,'ورودی نیروها'!M$4:P$1000000,4,FALSE)","v":4},105,90,{"$f":"IF(VLOOKUP(C1601,'ورودی نیروها'!M$4:Q$1048576,5,FALSE)=0,IF(K1601=1,2*L1601+2*M1601,IF(K1601=2,L1601+2*M1601,IF(K1601=3,2*L1601+M1601,L1601+M1601))),VLOOKUP(C1601,'ورودی نیروها'!M$4:Q$1048576,5,FALSE))","v":195},225709.28571428571,352953.94736842107,263335,285525,1.3333333333333333,20,12.570053699169309,0.41863246886335237,0.38165241513967074,380581.55088377988,736195.97870331106,17550,11.141896598048051,0.88638416865190983,"-","-","-","-","-"]
[null,{"$f":"'ورودی نیروها'!C1595","v":"BASE"},{"$f":"'ورودی نیروها'!D1595","v":18},{"$f":"'ورودی نیروها'!E1595","v":"ACIS09"},"18 - ACIS09",{"$f":"ABS('ورودی نیروها'!H1595)","v":184064.56},{"$f":"ABS('ورودی نیروها'!I1595)","v":468668.54399999999},{"$f":"ABS('ورودی نیروها'!J1595)","v":1962768.2649999999},{"$f":"VLOOKUP(C1602,'ورودی نیروها'!M$4:P$1000000,2,FALSE)","v":60},{"$f":"VLOOKUP(C1602,'ورودی نیروها'!M$4:P$1000000,3,FALSE)","v":45},{"$f":"VLOOKUP(C1602,'ورودی نیروها'!M$4:P$1000000,4,FALSE)","v":4},105,90,{"$f":"IF(VLOOKUP(C1602,'ورودی نیروها'!M$4:Q$1048576,5,FALSE)=0,IF(K1602=1,2*L1602+2*M1602,IF(K1602=2,L1602+2*M1602,IF(K1602=3,2*L1602+M1602,L1602+M1602))),VLOOKUP(C1602,'ورودی نیروها'!M$4:Q$1048576,5,FALSE))","v":195},225709.28571428571,352953.94736842107,263335,285525,1.3333333333333333,20,12.570053699169309,0.41863246886335237,0.38165241513967074,196199.86965331269,749095.24869675119,17550,14.201915798676321,1.1298214103584023,245419.41333333333,882417.7696816856,"OK","OK",0.10607103646795581]
[null,{"$f":"'ورودی نیروها'!C1596","v":"BASE"},{"$f":"'ورودی نیروها'!D1596","v":18},{"$f":"'ورودی نیروها'!E1596","v":"ACIS10"},"18 - ACIS10",{"$f":"ABS('ورودی نیروها'!H1596)","v":139841.76},{"$f":"ABS('ورودی نیروها'!I1596)","v":499463.21899999998},{"$f":"ABS('ورودی نیروها'!J1596)","v":1950230.5449999999},{"$f":"VLOOKUP(C1603,'ورودی نیروها'!M$4:P$1000000,2,FALSE)","v":60},{"$f":"VLOOKUP(C1603,'ورودی نیروها'!M$4:P$1000000,3,FALSE)","v":45},{"$f":"VLOOKUP(C1603,'ورودی نیروها'!M$4:P$1000000,4,FALSE)","v":4},105,90,{"$f":"IF(VLOOKUP(C1603,'ورودی نیروها'!M$4:Q$1048576,5,FALSE)=0,IF(K1603=1,2*L1603+2*M1603,IF(K1603=2,L1603+2*M1603,IF(K1603=3,2*L1603+M1603,L1603+M1603))),VLOOKUP(C1603,'ورودی نیروها'!M$4:Q$1048576,5,FALSE))","v":195},225709.28571428571,352953.94736842107,263335,285525,1.3333333333333333,20,12.570053699169309,0.41863246886335237,0.38165241513967074,209091.52047640723,744310.19757840631,17550,11.721043343610134,0.93245769860034233,"-","-","-","-","-"]
[null,{"$f":"'ورودی نیروها'!C1597","v":"BASE"},{"$f":"'ورودی نیروها'!D1597","v":18},{"$f":"'ورودی نیروها'!E1597","v":"ACIS11"},"18 - ACIS11",{"$f":"ABS('ورودی نیروها'!H1597)","v":225629.39},{"$f":"ABS('ورودی نیروها'!I1597)","v":1058813.8370000001},{"$f":"ABS('ورودی نیروها'!J1597)","v":1929521.078},{"$f":"VLOOKUP(C1604,'ورودی نیروها'!M$4:P$1000000,2,FALSE)","v":60},{"$f":"VLOOKUP(C1604,'ورودی نیروها'!M$4:P$1000000,3,FALSE)","v":45},{"$f":"VLOOKUP(C1604,'ورودی نیروها'!M$4:P$1000000,4,FALSE)","v":4},105,90,{"$f":"IF(VLOOKUP(C1604,'ورودی نیروها'!M$4:Q$1048576,5,FALSE)=0,IF(K1604=1,2*L1604+2*M1604,IF(K1604=2,L1604+2*M1604,IF(K1604=3,2*L1604+M1604,L1604+M1604))),VLOOKUP(C1604,'ورودی نیروها'!M$4:Q$1048576,5,FALSE))","v":195},225709.28571428571,352953.94736842107,263335,285525,1.3333333333333333,20,12.570053699169309,0.41863246886335237,0.38165241513967074,443253.85064998915,736406.37948160095,17550,17.616664106639284,1.4014788264431584,300839.1866666667,882417.7696816856,"OK","OK",0.32802967648554843]
[null,{"$f":"'ورودی نیروها'!C1598","v":"BASE"},{"$f":"'ورودی نیروها'!D1598","v":18},{"$f":"'ورودی نیروها'!E1598","v":"ACIS12"},"18 - ACIS12",{"$f":"ABS('ورودی نیروها'!H1598)","v":134727.42000000001},{"$f":"ABS('ورودی نیروها'!I1598)","v":525476.98899999994},{"$f":"ABS('ورودی نیروها'!J1598)","v":1668745.379},{"$f":"VLOOKUP(C1605,'ورودی نیروها'!M$4:P$1000000,2,FALSE)","v":60},{"$f":"VLOOKUP(C1605,'ورودی نیروها'!M$4:P$1000000,3,FALSE)","v":45},{"$f":"VLOOKUP(C1605,'ورودی نیروها'!M$4:P$1000000,4,FALSE)","v":4},105,90,{"$f":"IF(VLOOKUP(C1605,'ورودی نیروها'!M$4:Q$1048576,5,FALSE)=0,IF(K1605=1,2*L1605+2*M1605,IF(K1605=2,L1605+2*M1605,IF(K1605=3,2*L1605+M1605,L1605+M1605))),VLOOKUP(C1605,'ورودی نیروها'!M$4:Q$1048576,5,FALSE))","v":195},225709.28571428571,352953.94736842107,263335,285525,1.3333333333333333,20,12.570053699169309,0.41863246886335237,0.38165241513967074,219981.72923595062,636880.70414851513,17550,11.069919268502138,0.88065807302268673,"-","-","-","-","-"]
[null,{"$f":"'ورودی نیروها'!C1599","v":"BASE"},{"$f":"'ورودی نیروها'!D1599","v":18},{"$f":"'ورودی نیروها'!E1599","v":"ACIS13"},"18 - ACIS13",{"$f":"ABS('ورودی نیروها'!H1599)","v":115873.39},{"$f":"ABS('ورودی نیروها'!I1599)","v":815518.81700000004},{"$f":"ABS('ورودی نیروها'!J1599)","v":1790367.2849999999},{"$f":"VLOOKUP(C1606,'ورودی نیروها'!M$4:P$1000000,2,FALSE)","v":60},{"$f":"VLOOKUP(C1606,'ورودی نیروها'!M$4:P$1000000,3,FALSE)","v":45},{"$f":"VLOOKUP(C1606,'ورودی نیروها'!M$4:P$1000000,4,FALSE)","v":4},105,90,{"$f":"IF(VLOOKUP(C1606,'ورودی نیروها'!M$4:Q$1048576,5,FALSE)=0,IF(K1606=1,2*L1606+2*M1606,IF(K1606=2,L1606+2*M1606,IF(K1606=3,2*L1606+M1606,L1606+M1606))),VLOOKUP(C1606,'ورودی نیروها'!M$4:Q$1048576,5,FALSE))","v":195},225709.28571428571,352953.94736842107,263335,285525,1.3333333333333333,20,12.570053699169309,0.41863246886335237,0.38165241513967074,341402.65576523048,683297.99830730516,17550,10.709835385261954,0.85201190397219329,"-","-","-","-","-"]
[null,{"$f":"'ورودی نیروها'!C1600","v":"BASE"},{"$f":"'ورودی نیروها'!D1600","v":18},{"$f":"'ورودی نیروها'!E1600","v":"ACIS14"},"18 - ACIS14",{"$f":"ABS('ورودی نیروها'!H1600)","v":71650.59},{"$f":"ABS('ورودی نیروها'!I1600)","v":846313.49199999997},{"$f":"ABS('ورودی نیروها'!J1600)","v":1802905.0049999999},{"$f":"VLOOKUP(C1607,'ورودی نیروها'!M$4:P$1000000,2,FALSE)","v":60},{"$f":"VLOOKUP(C1607,'ورودی نیروها'!M$4:P$1000000,3,FALSE)","v":45},{"$f":"VLOOKUP(C1607,'ورودی نیروها'!M$4:P$1000000,4,FALSE)","v":4},105,90,{"$f":"IF(VLOOKUP(C1607,'ورودی نیروها'!M$4:Q$1048576,5,FALSE)=0,IF(K1607=1,2*L1607+2*M1607,IF(K1607=2,L1607+2*M1607,IF(K1607=3,2*L1607+M1607,L1607+M1607))),VLOOKUP(C1607,'ورودی نیروها'!M$4:Q$1048576,5,FALSE))","v":195},225709.28571428571,352953.94736842107,263335,285525,1.3333333333333333,20,12.570053699169309,0.41863246886335237,0.38165241513967074,354294.30658832501,688083.04942565016,17550,8.2653048605760411,0.65753934377561596,"-","-","-","-","-"]
[null,{"$f":"'ورودی نیروها'!C1601","v":"BASE"},{"$f":"'ورودی نیروها'!D1601","v":18},{"$f":"'ورودی نیروها'!E1601","v":"ACIS15"},"18 - ACIS15",{"$f":"ABS('ورودی نیروها'!H1601)","v":157438.22},{"$f":"ABS('ورودی نیروها'!I1601)","v":711963.56400000001},{"$f":"ABS('ورودی نیروها'!J1601)","v":1823614.4720000001},{"$f":"VLOOKUP(C1608,'ورودی نیروها'!M$4:P$1000000,2,FALSE)","v":60},{"$f":"VLOOKUP(C1608,'ورودی نیروها'!M$4:P$1000000,3,FALSE)","v":45},{"$f":"VLOOKUP(C1608,'ورودی نیروها'!M$4:P$1000000,4,FALSE)","v":4},105,90,{"$f":"IF(VLOOKUP(C1608,'ورودی نیروها'!M$4:Q$1048576,5,FALSE)=0,IF(K1608=1,2*L1608+2*M1608,IF(K1608=2,L1608+2*M1608,IF(K1608=3,2*L1608+M1608,L1608+M1608))),VLOOKUP(C1608,'ورودی نیروها'!M$4:Q$1048576,5,FALSE))","v":195},225709.28571428571,352953.94736842107,263335,285525,1.3333333333333333,20,12.570053699169309,0.41863246886335237,0.38165241513967074,298051.0645380714,695986.86752245552,17550,12.934318774913601,1.0289788002869362,209917.62666666668,882417.7696816856,"OK","OK",2.3677229923378992E-2]
[null,{"$f":"'ورودی نیروها'!C1602","v":"BASE"},{"$f":"'ورودی نیروها'!D1602","v":18},{"$f":"'ورودی نیروها'!E1602","v":"ACIS16"},"18 - ACIS16",{"$f":"ABS('ورودی نیروها'!H1602)","v":113215.42},{"$f":"ABS('ورودی نیروها'!I1602)","v":681168.88899999997},{"$f":"ABS('ورودی نیروها'!J1602)","v":1836152.192},{"$f":"VLOOKUP(C1609,'ورودی نیروها'!M$4:P$1000000,2,FALSE)","v":60},{"$f":"VLOOKUP(C1609,'ورودی نیروها'!M$4:P$1000000,3,FALSE)","v":45},{"$f":"VLOOKUP(C1609,'ورودی نیروها'!M$4:P$1000000,4,FALSE)","v":4},105,90,{"$f":"IF(VLOOKUP(C1609,'ورودی نیروها'!M$4:Q$1048576,5,FALSE)=0,IF(K1609=1,2*L1609+2*M1609,IF(K1609=2,L1609+2*M1609,IF(K1609=3,2*L1609+M1609,L1609+M1609))),VLOOKUP(C1609,'ورودی نیروها'!M$4:Q$1048576,5,FALSE))","v":195},225709.28571428571,352953.94736842107,263335,285525,1.3333333333333333,20,12.570053699169309,0.41863246886335237,0.38165241513967074,285159.41371497681,700771.9186408004,17550,10.375555902344463,0.82541858218395125,"-","-","-","-","-"]
[null,{"$f":"'ورودی نیروها'!C1603","v":"BASE"},{"$f":"'ورودی نیروها'!D1603","v":18},{"$f":"'ورودی نیروها'!E1603","v":"ACIS17"},"18 - ACIS17",{"$f":"ABS('ورودی نیروها'!H1603)","v":176726.75},{"$f":"ABS('ورودی نیروها'!I1603)","v":924544.01599999995},{"$f":"ABS('ورودی نیروها'!J1603)","v":2148403.4580000001},{"$f":"VLOOKUP(C1610,'ورودی نیروها'!M$4:P$1000000,2,FALSE)","v":60},{"$f":"VLOOKUP(C1610,'ورودی نیروها'!M$4:P$1000000,3,FALSE)","v":45},{"$f":"VLOOKUP(C1610,'ورودی نیروها'!M$4:P$1000000,4,FALSE)","v":4},105,90,{"$f":"IF(VLOOKUP(C1610,'ورودی نیروها'!M$4:Q$1048576,5,FALSE)=0,IF(K1610=1,2*L1610+2*M1610,IF(K1610=2,L1610+2*M1610,IF(K1610=3,2*L1610+M1610,L1610+M1610))),VLOOKUP(C1610,'ورودی نیروها'!M$4:Q$1048576,5,FALSE))","v":195},225709.28571428571,352953.94736842107,263335,285525,1.3333333333333333,20,12.570053699169309,0.41863246886335237,0.38165241513967074,387044.1439909187,819943.36844012025,17550,14.898380094617101,1.1852280388906899,235635.66666666666,882417.7696816856,"OK","OK",0.1513412157041065]
[null,{"$f":"'ورودی نیروها'!C1604","v":"BASE"},{"$f":"'ورودی نیروها'!D1604","v":18},{"$f":"'ورودی نیروها'!E1604","v":"ACIS18"},"18 - ACIS18",{"$f":"ABS('ورودی نیروها'!H1604)","v":132503.95000000001},{"$f":"ABS('ورودی نیروها'!I1604)","v":955338.69},{"$f":"ABS('ورودی نیروها'!J1604)","v":2135865.7379999999},{"$f":"VLOOKUP(C1611,'ورودی نیروها'!M$4:P$1000000,2,FALSE)","v":60},{"$f":"VLOOKUP(C1611,'ورودی نیروها'!M$4:P$1000000,3,FALSE)","v":45},{"$f":"VLOOKUP(C1611,'ورودی نیروها'!M$4:P$1000000,4,FALSE)","v":4},105,90,{"$f":"IF(VLOOKUP(C1611,'ورودی نیروها'!M$4:Q$1048576,5,FALSE)=0,IF(K1611=1,2*L1611+2*M1611,IF(K1611=2,L1611+2*M1611,IF(K1611=3,2*L1611+M1611,L1611+M1611))),VLOOKUP(C1611,'ورودی نیروها'!M$4:Q$1048576,5,FALSE))","v":195},225709.28571428571,352953.94736842107,263335,285525,1.3333333333333333,20,12.570053699169309,0.41863246886335237,0.38165241513967074,399935.79439538083,815158.31732177513,17550,12.417507637696172,0.98786432698507742,"-","-","-","-","-"]
[null,{"$f":"'ورودی نیروها'!C1605","v":"BASE"},{"$f":"'ورودی نیروها'!D1605","v":18},{"$f":"'ورودی نیروها'!E1605","v":"ACIS19"},{"$f":"CONCATENATE(C1612,\" - \",D1612)","v":"18 - ACIS19"},{"$f":"ABS('ورودی نیروها'!H1605)","v":218291.58},{"$f":"ABS('ورودی نیروها'!I1605)","v":602938.36499999999},{"$f":"ABS('ورودی نیروها'!J1605)","v":2115156.2710000002},{"$f":"VLOOKUP(C1612,'ورودی نیروها'!M$4:P$1000000,2,FALSE)","v":60},{"$f":"VLOOKUP(C1612,'ورودی نیروها'!M$4:P$1000000,3,FALSE)","v":45},{"$f":"VLOOKUP(C1612,'ورودی نیروها'!M$4:P$1000000,4,FALSE)","v":4},{"$f":"IF(OR(K1612=1,K1612=2),I1612+$C$6,I1612+($C$6/2))","v":105},{"$f":"IF(OR(K1612=1,K1612=3),J1612+$C$6,J1612+($C$6/2))","v":90},{"$f":"IF(VLOOKUP(C1612,'ورودی نیروها'!M$4:Q$1048576,5,FALSE)=0,IF(K1612=1,2*L1612+2*M1612,IF(K1612=2,L1612+2*M1612,IF(K1612=3,2*L1612+M1612,L1612+M1612))),VLOOKUP(C1612,'ورودی نیروها'!M$4:Q$1048576,5,FALSE))","v":195},{"$f":"IF(K1612=1,(L1612*$C$6*(L1612+3*M1612)+$C$6^3)/3,IF(K1612=2,(2*M1612^2*$C$6*(M1612+2*L1612)+$C$6^3*(2*M1612+L1612))/(6*M1612),IF(K1612=3,M1612*$C$6*(M1612+6*L1612)/6,($C$6*(L1612+4*M1612)+$C$6^3*(L1612+M1612))/(6*L1612))))","v":225709.28571428571},{"$f":"IF(K1612=1,(L1612*$C$6*(L1612+3*M1612)+$C$6^3)/3,IF(K1612=2,(2*M1612^2*$C$6*(M1612+2*L1612)+$C$6^3*(2*M1612+L1612))/(6*(L1612+M1612)),IF(K1612=3,(M1612*$C$6*(M1612+6*L1612)+$C$6^3)/6,(L1612^2*$C$6*(L1612+4*M1612)+$C$6^3*(L1612+M1612))/(6*(L1612+2*M1612)))))","v":352953.94736842107},{"$f":"IF(K1612=1,(M1612*$C$6*(M1612+3*L1612)+$C$6^3)/3,IF(K1612=2,L1612*$C$6*(L1612+6*M1612)/6,IF(K1612=3,(2*L1612^2*$C$6*(L1612+2*M1612)+$C$6^3*(2*L1612+M1612))/(6*L1612),($C$6*(M1612+4*L1612)+$C$6^3*(M1612+L1612))/(6*M1612))))","v":263335},{"$f":"IF(K1612=1,(M1612*$C$6*(M1612+3*L1612)+$C$6^3)/3,IF(K1612=2,(L1612*$C$6*(L1612+6*M1612)+$C$6^3)/6,IF(K1612=3,(2*L1612^2*$C$6*(L1612+2*M1612)+$C$6^3*(2*L1612+M1612))/(6*(M1612+L1612)),(M1612^2*$C$6*(M1612+4*L1612)+$C$6^3*(M1612+L1612))/(6*(M1612+2*L1612)))))","v":285525},{"$f":"MAX(I1612:J1612)/MIN(I1612:J1612)","v":1.3333333333333333},{"$f":"IF(K1612=1,40,IF(K1612=4,20,30))","v":20},{"$f":"MIN(0.53*$C$5*(1+(2/S1612))*SQRT($C$4),0.53*$C$5*(1+((T1612*$C$6)/(2*N1612)))*SQRT($C$4),1.06*$C$5*SQRT($C$4))","v":12.570053699169309},{"$f":"1-(1/((1+(2/3)*SQRT(L1612/M1612))))","v":0.41863246886335237},{"$f":"1-(1/((1+(2/3)*SQRT(M1612/L1612))))","v":0.38165241513967074},{"$f":"V1612*G1612","v":252409.57631238308},{"$f":"W1612*H1612","v":807254.49922497},{"$f":"N1612*$C$6","v":17550},{"$f":"(F1612/Z1612)+(X1612/MIN(O1612:P1612))+(Y1612/MIN(Q1612:R1612))","v":16.622065726681235},{"$f":"AA1612/U1612","v":1.3223543927882904},{"$f":"IF(AB1612<=1,\"-\",F1612/$C$5)","v":291055.44},{"$f":"IF(AB1612<=1,\"-\",3*U1612*N1612*$C$6/$C$5)","v":882417.7696816856},{"$f":"IF(AB1612<=1,\"-\",IF(AC1612<=AD1612,\"OK\",\"NOT OK\"))","v":"OK"},{"$f":"IF(AB1612<=1,\"-\",IF(OR($C$6>=15,$C$6>=16*($C$8/10)),\"OK\",\"NOT OK\"))","v":"OK"},{"$f":"IF(OR(AE1612=\"NOT OK\",AF1612=\"NOT OK\"),\"CANT USE\",IF(AB1612<=1,\"-\",(AA1612-U1612)*N1612/($C$5*$C$7)))","v":0.26338078178827523}]
[null,{"$f":"'ورودی نیروها'!C1606","v":"BASE"},{"$f":"'ورودی نیروها'!D1606","v":18},{"$f":"'ورودی نیروها'!E1606","v":"ACIS20"},"18 - ACIS20",{"$f":"ABS('ورودی نیروها'!H1606)","v":132503.95000000001},{"$f":"ABS('ورودی نیروها'!I1606)","v":955338.69},{"$f":"ABS('ورودی نیروها'!J1606)","v":2135865.7379999999},{"$f":"VLOOKUP(C1613,'ورودی نیروها'!M$4:P$1000000,2,FALSE)","v":60},{"$f":"VLOOKUP(C1613,'ورودی نیروها'!M$4:P$1000000,3,FALSE)","v":45},{"$f":"VLOOKUP(C1613,'ورودی نیروها'!M$4:P$1000000,4,FALSE)","v":4},105,90,{"$f":"IF(VLOOKUP(C1613,'ورودی نیروها'!M$4:Q$1048576,5,FALSE)=0,IF(K1613=1,2*L1613+2*M1613,IF(K1613=2,L1613+2*M1613,IF(K1613=3,2*L1613+M1613,L1613+M1613))),VLOOKUP(C1613,'ورودی نیروها'!M$4:Q$1048576,5,FALSE))","v":195},225709.28571428571,352953.94736842107,263335,285525,1.3333333333333333,20,12.570053699169309,0.41863246886335237,0.38165241513967074,399935.79439538083,815158.31732177513,17550,12.417507637696172,0.98786432698507742,"-","-","-","-","-"]
[null,{"$f":"'ورودی نیروها'!C1607","v":"BASE"},{"$f":"'ورودی نیروها'!D1607","v":18},{"$f":"'ورودی نیروها'!E1607","v":"ACIS21"},"18 - ACIS21",{"$f":"ABS('ورودی نیروها'!H1607)","v":123211.19},{"$f":"ABS('ورودی نیروها'!I1607)","v":359643.34499999997},{"$f":"ABS('ورودی نیروها'!J1607)","v":1976002.4779999999},{"$f":"VLOOKUP(C1614,'ورودی نیروها'!M$4:P$1000000,2,FALSE)","v":60},{"$f":"VLOOKUP(C1614,'ورودی نیروها'!M$4:P$1000000,3,FALSE)","v":45},{"$f":"VLOOKUP(C1614,'ورودی نیروها'!M$4:P$1000000,4,FALSE)","v":4},105,90,{"$f":"IF(VLOOKUP(C1614,'ورودی نیروها'!M$4:Q$1048576,5,FALSE)=0,IF(K1614=1,2*L1614+2*M1614,IF(K1614=2,L1614+2*M1614,IF(K1614=3,2*L1614+M1614,L1614+M1614))),VLOOKUP(C1614,'ورودی نیروها'!M$4:Q$1048576,5,FALSE))","v":195},225709.28571428571,352953.94736842107,263335,285525,1.3333333333333333,20,12.570053699169309,0.41863246886335237,0.38165241513967074,150558.38142762438,754146.11805067409,17550,10.551454099321004,0.83941201460565729,"-","-","-","-","-"]
[null,{"$f":"'ورودی نیروها'!C1608","v":"BASE"},{"$f":"'ورودی نیروها'!D1608","v":18},{"$f":"'ورودی نیروها'!E1608","v":"ACIS22"},"18 - ACIS22",{"$f":"ABS('ورودی نیروها'!H1608)","v":78988.39},{"$f":"ABS('ورودی نیروها'!I1608)","v":390438.02},{"$f":"ABS('ورودی نیروها'!J1608)","v":1988540.1980000001},{"$f":"VLOOKUP(C1615,'ورودی نیروها'!M$4:P$1000000,2,FALSE)","v":60},{"$f":"VLOOKUP(C1615,'ورودی نیروها'!M$4:P$1000000,3,FALSE)","v":45},{"$f":"VLOOKUP(C1615,'ورودی نیروها'!M$4:P$1000000,4,FALSE)","v":4},105,90,{"$f":"IF(VLOOKUP(C1615,'ورودی نیروها'!M$4:Q$1048576,5,FALSE)=0,IF(K1615=1,2*L1615+2*M1615,IF(K1615=2,L1615+2*M1615,IF(K1615=3,2*L1615+M1615,L1615+M1615))),VLOOKUP(C1615,'ورودی نیروها'!M$4:Q$1048576,5,FALSE))","v":195},225709.28571428571,352953.94736842107,263335,285525,1.3333333333333333,20,12.570053699169309,0.41863246886335237,0.38165241513967074,163450.03225071897,758931.16916901909,17550,8.1069235746350916,0.64493945440907996,"-","-","-","-","-"]
[null,{"$f":"'ورودی نیروها'!C1609","v":"BASE"},{"$f":"'ورودی نیروها'!D1609","v":18},{"$f":"'ورودی نیروها'!E1609","v":"ACIS23"},"18 - ACIS23",{"$f":"ABS('ورودی نیروها'!H1609)","v":164776.01999999999},{"$f":"ABS('ورودی نیروها'!I1609)","v":1167839.0360000001},{"$f":"ABS('ورودی نیروها'!J1609)","v":2009249.665},{"$f":"VLOOKUP(C1616,'ورودی نیروها'!M$4:P$1000000,2,FALSE)","v":60},{"$f":"VLOOKUP(C1616,'ورودی نیروها'!M$4:P$1000000,3,FALSE)","v":45},{"$f":"VLOOKUP(C1616,'ورودی نیروها'!M$4:P$1000000,4,FALSE)","v":4},105,90,{"$f":"IF(VLOOKUP(C1616,'ورودی نیروها'!M$4:Q$1048576,5,FALSE)=0,IF(K1616=1,2*L1616+2*M1616,IF(K1616=2,L1616+2*M1616,IF(K1616=3,2*L1616+M1616,L1616+M1616))),VLOOKUP(C1616,'ورودی نیروها'!M$4:Q$1048576,5,FALSE))","v":195},225709.28571428571,352953.94736842107,263335,285525,1.3333333333333333,20,12.570053699169309,0.41863246886335237,0.38165241513967074,488895.33887567749,766834.98726582434,17550,14.467000164871475,1.1509099731075554,219701.36,882417.7696816856,"OK","OK",0.12330152027064083]
[null,{"$f":"'ورودی نیروها'!C1610","v":"BASE"},{"$f":"'ورودی نیروها'!D1610","v":18},{"$f":"'ورودی نیروها'!E1610","v":"ACIS24"},"18 - ACIS24",{"$f":"ABS('ورودی نیروها'!H1610)","v":120553.22},{"$f":"ABS('ورودی نیروها'!I1610)","v":1137044.361},{"$f":"ABS('ورودی نیروها'!J1610)","v":2021787.385},{"$f":"VLOOKUP(C1617,'ورودی نیروها'!M$4:P$1000000,2,FALSE)","v":60},{"$f":"VLOOKUP(C1617,'ورودی نیروها'!M$4:P$1000000,3,FALSE)","v":45},{"$f":"VLOOKUP(C1617,'ورودی نیروها'!M$4:P$1000000,4,FALSE)","v":4},105,90,{"$f":"IF(VLOOKUP(C1617,'ورودی نیروها'!M$4:Q$1048576,5,FALSE)=0,IF(K1617=1,2*L1617+2*M1617,IF(K1617=2,L1617+2*M1617,IF(K1617=3,2*L1617+M1617,L1617+M1617))),VLOOKUP(C1617,'ورودی نیروها'!M$4:Q$1048576,5,FALSE))","v":195},225709.28571428571,352953.94736842107,263335,285525,1.3333333333333333,20,12.570053699169309,0.41863246886335237,0.38165241513967074,476003.6880525829,771620.03838416934,17550,11.908237292302335,0.94734975500457008,"-","-","-","-","-"]
[null,{"$f":"'ورودی نیروها'!C1611","v":"BASE"},{"$f":"'ورودی نیروها'!D1611","v":18},{"$f":"'ورودی نیروها'!E1611","v":"ACIS25"},"18 - ACIS25",{"$f":"ABS('ورودی نیروها'!H1611)","v":110604.68},{"$f":"ABS('ورودی نیروها'!I1611)","v":2440510.2379999999},{"$f":"ABS('ورودی نیروها'!J1611)","v":715804.48600000003},{"$f":"VLOOKUP(C1618,'ورودی نیروها'!M$4:P$1000000,2,FALSE)","v":60},{"$f":"VLOOKUP(C1618,'ورودی نیروها'!M$4:P$1000000,3,FALSE)","v":45},{"$f":"VLOOKUP(C1618,'ورودی نیروها'!M$4:P$1000000,4,FALSE)","v":4},105,90,{"$f":"IF(VLOOKUP(C1618,'ورودی نیروها'!M$4:Q$1048576,5,FALSE)=0,IF(K1618=1,2*L1618+2*M1618,IF(K1618=2,L1618+2*M1618,IF(K1618=3,2*L1618+M1618,L1618+M1618))),VLOOKUP(C1618,'ورودی نیروها'!M$4:Q$1048576,5,FALSE))","v":195},225709.28571428571,352953.94736842107,263335,285525,1.3333333333333333,20,12.570053699169309,0.41863246886335237,0.38165241513967074,1021676.8262202276,273188.51084971067,17550,11.866195717103315,0.94400517301588704,"-","-","-","-","-"]
[null,{"$f":"'ورودی نیروها'!C1612","v":"BASE"},{"$f":"'ورودی نیروها'!D1612","v":18},{"$f":"'ورودی نیروها'!E1612","v":"ACIS26"},"18 - ACIS26",{"$f":"ABS('ورودی نیروها'!H1612)","v":66381.88},{"$f":"ABS('ورودی نیروها'!I1612)","v":2471304.9130000002},{"$f":"ABS('ورودی نیروها'!J1612)","v":703266.76699999999},{"$f":"VLOOKUP(C1619,'ورودی نیروها'!M$4:P$1000000,2,FALSE)","v":60},{"$f":"VLOOKUP(C1619,'ورودی نیروها'!M$4:P$1000000,3,FALSE)","v":45},{"$f":"VLOOKUP(C1619,'ورودی نیروها'!M$4:P$1000000,4,FALSE)","v":4},105,90,{"$f":"IF(VLOOKUP(C1619,'ورودی نیروها'!M$4:Q$1048576,5,FALSE)=0,IF(K1619=1,2*L1619+2*M1619,IF(K1619=2,L1619+2*M1619,IF(K1619=3,2*L1619+M1619,L1619+M1619))),VLOOKUP(C1619,'ورودی نیروها'!M$4:Q$1048576,5,FALSE))","v":195},225709.28571428571,352953.94736842107,263335,285525,1.3333333333333333,20,12.570053699169309,0.41863246886335237,0.38165241513967074,1034568.4770433223,268403.46011301811,17550,9.3853232634864323,0.74664146137312526,"-","-","-","-","-"]
[null,{"$f":"'ورودی نیروها'!C1613","v":"BASE"},{"$f":"'ورودی نیروها'!D1613","v":18},{"$f":"'ورودی نیروها'!E1613","v":"ACIS27"},"18 - ACIS27",{"$f":"ABS('ورودی نیروها'!H1613)","v":92348.67},{"$f":"ABS('ورودی نیروها'!I1613)","v":2407802.6779999998},{"$f":"ABS('ورودی نیروها'!J1613)","v":465826.73700000002},{"$f":"VLOOKUP(C1620,'ورودی نیروها'!M$4:P$1000000,2,FALSE)","v":60},{"$f":"VLOOKUP(C1620,'ورودی نیروها'!M$4:P$1000000,3,FALSE)","v":45},{"$f":"VLOOKUP(C1620,'ورودی نیروها'!M$4:P$1000000,4,FALSE)","v":4},105,90,{"$f":"IF(VLOOKUP(C1620,'ورودی نیروها'!M$4:Q$1048576,5,FALSE)=0,IF(K1620=1,2*L1620+2*M1620,IF(K1620=2,L1620+2*M1620,IF(K1620=3,2*L1620+M1620,L1620+M1620))),VLOOKUP(C1620,'ورودی نیروها'!M$4:Q$1048576,5,FALSE))","v":195},225709.28571428571,352953.94736842107,263335,285525,1.3333333333333333,20,12.570053699169309,0.41863246886335237,0.38165241513967074,1007984.3796269314,177783.89921268224,17550,10.403009444618428,0.82760262554056629,"-","-","-","-","-"]
[null,{"$f":"'ورودی نیروها'!C1614","v":"BASE"},{"$f":"'ورودی نیروها'!D1614","v":18},{"$f":"'ورودی نیروها'!E1614","v":"ACIS28"},"18 - ACIS28",{"$f":"ABS('ورودی نیروها'!H1614)","v":66381.88},{"$f":"ABS('ورودی نیروها'!I1614)","v":2471304.9130000002},{"$f":"ABS('ورودی نیروها'!J1614)","v":703266.76699999999},{"$f":"VLOOKUP(C1621,'ورودی نیروها'!M$4:P$1000000,2,FALSE)","v":60},{"$f":"VLOOKUP(C1621,'ورودی نیروها'!M$4:P$1000000,3,FALSE)","v":45},{"$f":"VLOOKUP(C1621,'ورودی نیروها'!M$4:P$1000000,4,FALSE)","v":4},105,90,{"$f":"IF(VLOOKUP(C1621,'ورودی نیروها'!M$4:Q$1048576,5,FALSE)=0,IF(K1621=1,2*L1621+2*M1621,IF(K1621=2,L1621+2*M1621,IF(K1621=3,2*L1621+M1621,L1621+M1621))),VLOOKUP(C1621,'ورودی نیروها'!M$4:Q$1048576,5,FALSE))","v":195},225709.28571428571,352953.94736842107,263335,285525,1.3333333333333333,20,12.570053699169309,0.41863246886335237,0.38165241513967074,1034568.4770433223,268403.46011301811,17550,9.3853232634864323,0.74664146137312526,"-","-","-","-","-"]
[null,{"$f":"'ورودی نیروها'!C1615","v":"BASE"},{"$f":"'ورودی نیروها'!D1615","v":18},{"$f":"'ورودی نیروها'!E1615","v":"ACIS29"},"18 - ACIS29",{"$f":"ABS('ورودی نیروها'!H1615)","v":249154.11},{"$f":"ABS('ورودی نیروها'!I1615)","v":2651097.699},{"$f":"ABS('ورودی نیروها'!J1615)","v":604980.53},{"$f":"VLOOKUP(C1622,'ورودی نیروها'!M$4:P$1000000,2,FALSE)","v":60},{"$f":"VLOOKUP(C1622,'ورودی نیروها'!M$4:P$1000000,3,FALSE)","v":45},{"$f":"VLOOKUP(C1622,'ورودی نیروها'!M$4:P$1000000,4,FALSE)","v":4},105,90,{"$f":"IF(VLOOKUP(C1622,'ورودی نیروها'!M$4:Q$1048576,5,FALSE)=0,IF(K1622=1,2*L1622+2*M1622,IF(K1622=2,L1622+2*M1622,IF(K1622=3,2*L1622+M1622,L1622+M1622))),VLOOKUP(C1622,'ورودی نیروها'!M$4:Q$1048576,5,FALSE))","v":195},225709.28571428571,352953.94736842107,263335,285525,1.3333333333333333,20,12.570053699169309,0.41863246886335237,0.38165241513967074,1109835.5749303226,230892.28038697803,17550,19.990717939930271,1.5903446730105342,332205.48,882417.7696816856,"OK","OK",0.4823431756494625]
[null,{"$f":"'ورودی نیروها'!C1616","v":"BASE"},{"$f":"'ورودی نیروها'!D1616","v":18},{"$f":"'ورودی نیروها'!E1616","v":"ACIS30"},"18 - ACIS30",{"$f":"ABS('ورودی نیروها'!H1616)","v":204931.31},{"$f":"ABS('ورودی نیروها'!I1616)","v":2620303.0240000002},{"$f":"ABS('ورودی نیروها'!J1616)","v":592442.81000000006},{"$f":"VLOOKUP(C1623,'ورودی نیروها'!M$4:P$1000000,2,FALSE)","v":60},{"$f":"VLOOKUP(C1623,'ورودی نیروها'!M$4:P$1000000,3,FALSE)","v":45},{"$f":"VLOOKUP(C1623,'ورودی نیروها'!M$4:P$1000000,4,FALSE)","v":4},105,90,{"$f":"IF(VLOOKUP(C1623,'ورودی نیروها'!M$4:Q$1048576,5,FALSE)=0,IF(K1623=1,2*L1623+2*M1623,IF(K1623=2,L1623+2*M1623,IF(K1623=3,2*L1623+M1623,L1623+M1623))),VLOOKUP(C1623,'ورودی نیروها'!M$4:Q$1048576,5,FALSE))","v":195},225709.28571428571,352953.94736842107,263335,285525,1.3333333333333333,20,12.570053699169309,0.41863246886335237,0.38165241513967074,1096943.9241072282,226107.22926863309,17550,17.395613136980856,1.3838933033460663,273241.74666666664,882417.7696816856,"OK","OK",0.31366136345775053]
[null,{"$f":"'ورودی نیروها'!C1617","v":"BASE"},{"$f":"'ورودی نیروها'!D1617","v":18},{"$f":"'ورودی نیروها'!E1617","v":"ACIS31"},"18 - ACIS31",{"$f":"ABS('ورودی نیروها'!H1617)","v":230898.1},{"$f":"ABS('ورودی نیروها'!I1617)","v":2683805.2579999999},{"$f":"ABS('ورودی نیروها'!J1617)","v":576650.69299999997},{"$f":"VLOOKUP(C1624,'ورودی نیروها'!M$4:P$1000000,2,FALSE)","v":60},{"$f":"VLOOKUP(C1624,'ورودی نیروها'!M$4:P$1000000,3,FALSE)","v":45},{"$f":"VLOOKUP(C1624,'ورودی نیروها'!M$4:P$1000000,4,FALSE)","v":4},105,90,{"$f":"IF(VLOOKUP(C1624,'ورودی نیروها'!M$4:Q$1048576,5,FALSE)=0,IF(K1624=1,2*L1624+2*M1624,IF(K1624=2,L1624+2*M1624,IF(K1624=3,2*L1624+M1624,L1624+M1624))),VLOOKUP(C1624,'ورودی نیروها'!M$4:Q$1048576,5,FALSE))","v":195},225709.28571428571,352953.94736842107,263335,285525,1.3333333333333333,20,12.570053699169309,0.41863246886335237,0.38165241513967074,1123528.0211049863,220080.12967541482,17550,18.970094989636891,1.5091498766541092,307864.13333333336,882417.7696816856,"OK","OK",0.41600268388039285]
[null,{"$f":"'ورودی نیروها'!C1618","v":"BASE"},{"$f":"'ورودی نیروها'!D1618","v":18},{"$f":"'ورودی نیروها'!E1618","v":"ACIS32"},"18 - ACIS32",{"$f":"ABS('ورودی نیروها'!H1618)","v":186675.3},{"$f":"ABS('ورودی نیروها'!I1618)","v":2653010.5830000001},{"$f":"ABS('ورودی نیروها'!J1618)","v":589188.41299999994},{"$f":"VLOOKUP(C1625,'ورودی نیروها'!M$4:P$1000000,2,FALSE)","v":60},{"$f":"VLOOKUP(C1625,'ورودی نیروها'!M$4:P$1000000,3,FALSE)","v":45},{"$f":"VLOOKUP(C1625,'ورودی نیروها'!M$4:P$1000000,4,FALSE)","v":4},105,90,{"$f":"IF(VLOOKUP(C1625,'ورودی نیروها'!M$4:Q$1048576,5,FALSE)=0,IF(K1625=1,2*L1625+2*M1625,IF(K1625=2,L1625+2*M1625,IF(K1625=3,2*L1625+M1625,L1625+M1625))),VLOOKUP(C1625,'ورودی نیروها'!M$4:Q$1048576,5,FALSE))","v":195},225709.28571428571,352953.94736842107,263335,285525,1.3333333333333333,20,12.570053699169309,0.41863246886335237,0.38165241513967074,1110636.3702818919,224865.18079375976,17550,16.411332117067751,1.305589658551124,248900.4,882417.7696816856,"OK","OK",0.24968309716339873]
[null,{"$f":"'ورودی نیروها'!C1619","v":"BASE"},{"$f":"'ورودی نیروها'!D1619","v":18},{"$f":"'ورودی نیروها'!E1619","v":"ACIS34"},"18 - ACIS34",{"$f":"ABS('ورودی نیروها'!H1619)","v":106322.93},{"$f":"ABS('ورودی نیروها'!I1619)","v":2705526.6669999999},{"$f":"ABS('ورودی نیروها'!J1619)","v":823719.89399999997},{"$f":"VLOOKUP(C1626,'ورودی نیروها'!M$4:P$1000000,2,FALSE)","v":60},{"$f":"VLOOKUP(C1626,'ورودی نیروها'!M$4:P$1000000,3,FALSE)","v":45},{"$f":"VLOOKUP(C1626,'ورودی نیروها'!M$4:P$1000000,4,FALSE)","v":4},105,90,{"$f":"IF(VLOOKUP(C1626,'ورودی نیروها'!M$4:Q$1048576,5,FALSE)=0,IF(K1626=1,2*L1626+2*M1626,IF(K1626=2,L1626+2*M1626,IF(K1626=3,2*L1626+M1626,L1626+M1626))),VLOOKUP(C1626,'ورودی نیروها'!M$4:Q$1048576,5,FALSE))","v":195},225709.28571428571,352953.94736842107,263335,285525,1.3333333333333333,20,12.570053699169309,0.41863246886335237,0.38165241513967074,1132621.308181847,314374.68694369355,17550,12.270160642983848,0.97614226133295845,"-","-","-","-","-"]
[null,{"$f":"'ورودی نیروها'!C1620","v":"BASE"},{"$f":"'ورودی نیروها'!D1620","v":18},{"$f":"'ورودی نیروها'!E1620","v":"ACIS35"},"18 - ACIS35",{"$f":"ABS('ورودی نیروها'!H1620)","v":88066.92},{"$f":"ABS('ورودی نیروها'!I1620)","v":2672819.108},{"$f":"ABS('ورودی نیروها'!J1620)","v":357911.32900000003},{"$f":"VLOOKUP(C1627,'ورودی نیروها'!M$4:P$1000000,2,FALSE)","v":60},{"$f":"VLOOKUP(C1627,'ورودی نیروها'!M$4:P$1000000,3,FALSE)","v":45},{"$f":"VLOOKUP(C1627,'ورودی نیروها'!M$4:P$1000000,4,FALSE)","v":4},105,90,{"$f":"IF(VLOOKUP(C1627,'ورودی نیروها'!M$4:Q$1048576,5,FALSE)=0,IF(K1627=1,2*L1627+2*M1627,IF(K1627=2,L1627+2*M1627,IF(K1627=3,2*L1627+M1627,L1627+M1627))),VLOOKUP(C1627,'ورودی نیروها'!M$4:Q$1048576,5,FALSE))","v":195},225709.28571428571,352953.94736842107,263335,285525,1.3333333333333333,20,12.570053699169309,0.41863246886335237,0.38165241513967074,1118928.8620071833,136597.72311869927,17550,10.494169951414728,0.83485482262563715,"-","-","-","-","-"]
[null,{"$f":"'ورودی نیروها'!C1621","v":"BASE"},{"$f":"'ورودی نیروها'!D1621","v":18},{"$f":"'ورودی نیروها'!E1621","v":"ACIS36"},"18 - ACIS36",{"$f":"ABS('ورودی نیروها'!H1621)","v":43844.12},{"$f":"ABS('ورودی نیروها'!I1621)","v":2703613.7820000001},{"$f":"ABS('ورودی نیروها'!J1621)","v":370449.049},{"$f":"VLOOKUP(C1628,'ورودی نیروها'!M$4:P$1000000,2,FALSE)","v":60},{"$f":"VLOOKUP(C1628,'ورودی نیروها'!M$4:P$1000000,3,FALSE)","v":45},{"$f":"VLOOKUP(C1628,'ورودی نیروها'!M$4:P$1000000,4,FALSE)","v":4},105,90,{"$f":"IF(VLOOKUP(C1628,'ورودی نیروها'!M$4:Q$1048576,5,FALSE)=0,IF(K1628=1,2*L1628+2*M1628,IF(K1628=2,L1628+2*M1628,IF(K1628=3,2*L1628+M1628,L1628+M1628))),VLOOKUP(C1628,'ورودی نیروها'!M$4:Q$1048576,5,FALSE))","v":195},225709.28571428571,352953.94736842107,263335,285525,1.3333333333333333,20,12.570053699169309,0.41863246886335237,0.38165241513967074,1131820.5124116454,141382.77423704421,17550,8.0496394248740728,0.64038226228150741,"-","-","-","-","-"]
[null,{"$f":"'ورودی نیروها'!C1622","v":"BASE"},{"$f":"'ورودی نیروها'!D1622","v":18},{"$f":"'ورودی نیروها'!E1622","v":"ACIS37"},"18 - ACIS37",{"$f":"ABS('ورودی نیروها'!H1622)","v":253435.86},{"$f":"ABS('ورودی نیروها'!I1622)","v":2916114.128},{"$f":"ABS('ورودی نیروها'!J1622)","v":497065.12199999997},{"$f":"VLOOKUP(C1629,'ورودی نیروها'!M$4:P$1000000,2,FALSE)","v":60},{"$f":"VLOOKUP(C1629,'ورودی نیروها'!M$4:P$1000000,3,FALSE)","v":45},{"$f":"VLOOKUP(C1629,'ورودی نیروها'!M$4:P$1000000,4,FALSE)","v":4},105,90,{"$f":"IF(VLOOKUP(C1629,'ورودی نیروها'!M$4:Q$1048576,5,FALSE)=0,IF(K1629=1,2*L1629+2*M1629,IF(K1629=2,L1629+2*M1629,IF(K1629=3,2*L1629+M1629,L1629+M1629))),VLOOKUP(C1629,'ورودی نیروها'!M$4:Q$1048576,5,FALSE))","v":195},225709.28571428571,352953.94736842107,263335,285525,1.3333333333333333,20,12.570053699169309,0.41863246886335237,0.38165241513967074,1220780.0568919419,189706.10429299506,17550,20.569827162820545,1.6364152178745188,337914.48,882417.7696816856,"OK","OK",0.51998527513733039]
[null,{"$f":"'ورودی نیروها'!C1623","v":"BASE"},{"$f":"'ورودی نیروها'!D1623","v":18},{"$f":"'ورودی نیروها'!E1623","v":"ACIS38"},"18 - ACIS38",{"$f":"ABS('ورودی نیروها'!H1623)","v":209213.06},{"$f":"ABS('ورودی نیروها'!I1623)","v":2885319.4530000002},{"$f":"ABS('ورودی نیروها'!J1623)","v":484527.402},{"$f":"VLOOKUP(C1630,'ورودی نیروها'!M$4:P$1000000,2,FALSE)","v":60},{"$f":"VLOOKUP(C1630,'ورودی نیروها'!M$4:P$1000000,3,FALSE)","v":45},{"$f":"VLOOKUP(C1630,'ورودی نیروها'!M$4:P$1000000,4,FALSE)","v":4},105,90,{"$f":"IF(VLOOKUP(C1630,'ورودی نیروها'!M$4:Q$1048576,5,FALSE)=0,IF(K1630=1,2*L1630+2*M1630,IF(K1630=2,L1630+2*M1630,IF(K1630=3,2*L1630+M1630,L1630+M1630))),VLOOKUP(C1630,'ورودی نیروها'!M$4:Q$1048576,5,FALSE))","v":195},225709.28571428571,352953.94736842107,263335,285525,1.3333333333333333,20,12.570053699169309,0.41863246886335237,0.38165241513967074,1207888.4060688475,184921.05317465012,17550,17.97472235987113,1.429963848210051,278950.74666666664,882417.7696816856,"OK","OK",0.35130346294561837]
[null,{"$f":"'ورودی نیروها'!C1624","v":"BASE"},{"$f":"'ورودی نیروها'!D1624","v":18},{"$f":"'ورودی نیروها'!E1624","v":"ACIS39"},"18 - ACIS39",{"$f":"ABS('ورودی نیروها'!H1624)","v":235179.85},{"$f":"ABS('ورودی نیروها'!I1624)","v":2948821.6869999999},{"$f":"ABS('ورودی نیروها'!J1624)","v":684566.10100000002},{"$f":"VLOOKUP(C1631,'ورودی نیروها'!M$4:P$1000000,2,FALSE)","v":60},{"$f":"VLOOKUP(C1631,'ورودی نیروها'!M$4:P$1000000,3,FALSE)","v":45},{"$f":"VLOOKUP(C1631,'ورودی نیروها'!M$4:P$1000000,4,FALSE)","v":4},105,90,{"$f":"IF(VLOOKUP(C1631,'ورودی نیروها'!M$4:Q$1048576,5,FALSE)=0,IF(K1631=1,2*L1631+2*M1631,IF(K1631=2,L1631+2*M1631,IF(K1631=3,2*L1631+M1631,L1631+M1631))),VLOOKUP(C1631,'ورودی نیروها'!M$4:Q$1048576,5,FALSE))","v":195},225709.28571428571,352953.94736842107,263335,285525,1.3333333333333333,20,12.570053699169309,0.41863246886335237,0.38165241513967074,1234472.5030666057,261266.30576939779,17550,19.862008633466147,1.580105312897647,313573.13333333336,882417.7696816856,"OK","OK",0.47397707072929446]
[null,{"$f":"'ورودی نیروها'!C1625","v":"BASE"},{"$f":"'ورودی نیروها'!D1625","v":18},{"$f":"'ورودی نیروها'!E1625","v":"ACIS40"},"18 - ACIS40",{"$f":"ABS('ورودی نیروها'!H1625)","v":190957.05},{"$f":"ABS('ورودی نیروها'!I1625)","v":2918027.0129999998},{"$f":"ABS('ورودی نیروها'!J1625)","v":697103.821},{"$f":"VLOOKUP(C1632,'ورودی نیروها'!M$4:P$1000000,2,FALSE)","v":60},{"$f":"VLOOKUP(C1632,'ورودی نیروها'!M$4:P$1000000,3,FALSE)","v":45},{"$f":"VLOOKUP(C1632,'ورودی نیروها'!M$4:P$1000000,4,FALSE)","v":4},105,90,{"$f":"IF(VLOOKUP(C1632,'ورودی نیروها'!M$4:Q$1048576,5,FALSE)=0,IF(K1632=1,2*L1632+2*M1632,IF(K1632=2,L1632+2*M1632,IF(K1632=3,2*L1632+M1632,L1632+M1632))),VLOOKUP(C1632,'ورودی نیروها'!M$4:Q$1048576,5,FALSE))","v":195},225709.28571428571,352953.94736842107,263335,285525,1.3333333333333333,20,12.570053699169309,0.41863246886335237,0.38165241513967074,1221580.8526621435,266051.3568877427,17550,17.303245762751747,1.3765450949422142,254609.4,882417.7696816856,"OK","OK",0.30765748413285843]
[null,{"$f":"'ورودی نیروها'!C1626","v":"BASE"},{"$f":"'ورودی نیروها'!D1626","v":18},{"$f":"'ورودی نیروها'!E1626","v":"ACIS41"},"18 - ACIS41",{"$f":"ABS('ورودی نیروها'!H1626)","v":114886.42},{"$f":"ABS('ورودی نیروها'!I1626)","v":2175493.8089999999},{"$f":"ABS('ورودی نیروها'!J1626)","v":607889.07900000003},{"$f":"VLOOKUP(C1633,'ورودی نیروها'!M$4:P$1000000,2,FALSE)","v":60},{"$f":"VLOOKUP(C1633,'ورودی نیروها'!M$4:P$1000000,3,FALSE)","v":45},{"$f":"VLOOKUP(C1633,'ورودی نیروها'!M$4:P$1000000,4,FALSE)","v":4},105,90,{"$f":"IF(VLOOKUP(C1633,'ورودی نیروها'!M$4:Q$1048576,5,FALSE)=0,IF(K1633=1,2*L1633+2*M1633,IF(K1633=2,L1633+2*M1633,IF(K1633=3,2*L1633+M1633,L1633+M1633))),VLOOKUP(C1633,'ورودی نیروها'!M$4:Q$1048576,5,FALSE))","v":195},225709.28571428571,352953.94736842107,263335,285525,1.3333333333333333,20,12.570053699169309,0.41863246886335237,0.38165241513967074,910732.3442586083,232002.33513738011,17550,11.462230222871515,0.91186803948411099,"-","-","-","-","-"]
[null,{"$f":"'ورودی نیروها'!C1627","v":"BASE"},{"$f":"'ورودی نیروها'!D1627","v":18},{"$f":"'ورودی نیروها'!E1627","v":"ACIS42"},"18 - ACIS42",{"$f":"ABS('ورودی نیروها'!H1627)","v":70663.62},{"$f":"ABS('ورودی نیروها'!I1627)","v":2206288.4840000002},{"$f":"ABS('ورودی نیروها'!J1627)","v":595351.35900000005},{"$f":"VLOOKUP(C1634,'ورودی نیروها'!M$4:P$1000000,2,FALSE)","v":60},{"$f":"VLOOKUP(C1634,'ورودی نیروها'!M$4:P$1000000,3,FALSE)","v":45},{"$f":"VLOOKUP(C1634,'ورودی نیروها'!M$4:P$1000000,4,FALSE)","v":4},105,90,{"$f":"IF(VLOOKUP(C1634,'ورودی نیروها'!M$4:Q$1048576,5,FALSE)=0,IF(K1634=1,2*L1634+2*M1634,IF(K1634=2,L1634+2*M1634,IF(K1634=3,2*L1634+M1634,L1634+M1634))),VLOOKUP(C1634,'ورودی نیروها'!M$4:Q$1048576,5,FALSE))","v":195},225709.28571428571,352953.94736842107,263335,285525,1.3333333333333333,20,12.570053699169309,0.41863246886335237,0.38165241513967074,923623.99508170295,227217.28401903517,17550,8.9813577678053278,0.71450432772605099,"-","-","-","-","-"]
[null,{"$f":"'ورودی نیروها'!C1628","v":"BASE"},{"$f":"'ورودی نیروها'!D1628","v":18},{"$f":"'ورودی نیروها'!E1628","v":"ACIS43"},"18 - ACIS43",{"$f":"ABS('ورودی نیروها'!H1628)","v":96630.41},{"$f":"ABS('ورودی نیروها'!I1628)","v":2142786.2489999998},{"$f":"ABS('ورودی نیروها'!J1628)","v":573742.14399999997},{"$f":"VLOOKUP(C1635,'ورودی نیروها'!M$4:P$1000000,2,FALSE)","v":60},{"$f":"VLOOKUP(C1635,'ورودی نیروها'!M$4:P$1000000,3,FALSE)","v":45},{"$f":"VLOOKUP(C1635,'ورودی نیروها'!M$4:P$1000000,4,FALSE)","v":4},105,90,{"$f":"IF(VLOOKUP(C1635,'ورودی نیروها'!M$4:Q$1048576,5,FALSE)=0,IF(K1635=1,2*L1635+2*M1635,IF(K1635=2,L1635+2*M1635,IF(K1635=3,2*L1635+M1635,L1635+M1635))),VLOOKUP(C1635,'ورودی نیروها'!M$4:Q$1048576,5,FALSE))","v":195},225709.28571428571,352953.94736842107,263335,285525,1.3333333333333333,20,12.570053699169309,0.41863246886335237,0.38165241513967074,897039.89766531205,218970.07492501274,17550,10.311848368427,0.82035038315774722,"-","-","-","-","-"]
[null,{"$f":"'ورودی نیروها'!C1629","v":"BASE"},{"$f":"'ورودی نیروها'!D1629","v":18},{"$f":"'ورودی نیروها'!E1629","v":"ACIS44"},"18 - ACIS44",{"$f":"ABS('ورودی نیروها'!H1629)","v":52407.61},{"$f":"ABS('ورودی نیروها'!I1629)","v":2173580.9240000001},{"$f":"ABS('ورودی نیروها'!J1629)","v":586279.86399999994},{"$f":"VLOOKUP(C1636,'ورودی نیروها'!M$4:P$1000000,2,FALSE)","v":60},{"$f":"VLOOKUP(C1636,'ورودی نیروها'!M$4:P$1000000,3,FALSE)","v":45},{"$f":"VLOOKUP(C1636,'ورودی نیروها'!M$4:P$1000000,4,FALSE)","v":4},105,90,{"$f":"IF(VLOOKUP(C1636,'ورودی نیروها'!M$4:Q$1048576,5,FALSE)=0,IF(K1636=1,2*L1636+2*M1636,IF(K1636=2,L1636+2*M1636,IF(K1636=3,2*L1636+M1636,L1636+M1636))),VLOOKUP(C1636,'ورودی نیروها'!M$4:Q$1048576,5,FALSE))","v":195},225709.28571428571,352953.94736842107,263335,285525,1.3333333333333333,20,12.570053699169309,0.41863246886335237,0.38165241513967074,909931.5484884067,223755.12604335768,17550,7.8673178437410876,0.62587782296116989,"-","-","-","-","-"]
[null,{"$f":"'ورودی نیروها'!C1630","v":"BASE"},{"$f":"'ورودی نیروها'!D1630","v":18},{"$f":"'ورودی نیروها'!E1630","v":"ACIS45"},"18 - ACIS45",{"$f":"ABS('ورودی نیروها'!H1630)","v":244872.37},{"$f":"ABS('ورودی نیروها'!I1630)","v":2386081.2689999999},{"$f":"ABS('ورودی نیروها'!J1630)","v":712895.93799999997},{"$f":"VLOOKUP(C1637,'ورودی نیروها'!M$4:P$1000000,2,FALSE)","v":60},{"$f":"VLOOKUP(C1637,'ورودی نیروها'!M$4:P$1000000,3,FALSE)","v":45},{"$f":"VLOOKUP(C1637,'ورودی نیروها'!M$4:P$1000000,4,FALSE)","v":4},105,90,{"$f":"IF(VLOOKUP(C1637,'ورودی نیروها'!M$4:Q$1048576,5,FALSE)=0,IF(K1637=1,2*L1637+2*M1637,IF(K1637=2,L1637+2*M1637,IF(K1637=3,2*L1637+M1637,L1637+M1637))),VLOOKUP(C1637,'ورودی نیروها'!M$4:Q$1048576,5,FALSE))","v":195},225709.28571428571,352953.94736842107,263335,285525,1.3333333333333333,20,12.570053699169309,0.41863246886335237,0.38165241513967074,998891.09255007072,272078.45648096094,17550,19.411609284985825,1.5442741733290002,326496.49333333335,882417.7696816856,"OK","OK",0.44470111307807358]
[null,{"$f":"'ورودی نیروها'!C1631","v":"BASE"},{"$f":"'ورودی نیروها'!D1631","v":18},{"$f":"'ورودی نیروها'!E1631","v":"ACIS46"},"18 - ACIS46",{"$f":"ABS('ورودی نیروها'!H1631)","v":200649.57},{"$f":"ABS('ورودی نیروها'!I1631)","v":2355286.5950000002},{"$f":"ABS('ورودی نیروها'!J1631)","v":700358.21799999999},{"$f":"VLOOKUP(C1638,'ورودی نیروها'!M$4:P$1000000,2,FALSE)","v":60},{"$f":"VLOOKUP(C1638,'ورودی نیروها'!M$4:P$1000000,3,FALSE)","v":45},{"$f":"VLOOKUP(C1638,'ورودی نیروها'!M$4:P$1000000,4,FALSE)","v":4},105,90,{"$f":"IF(VLOOKUP(C1638,'ورودی نیروها'!M$4:Q$1048576,5,FALSE)=0,IF(K1638=1,2*L1638+2*M1638,IF(K1638=2,L1638+2*M1638,IF(K1638=3,2*L1638+M1638,L1638+M1638))),VLOOKUP(C1638,'ورودی نیروها'!M$4:Q$1048576,5,FALSE))","v":195},225709.28571428571,352953.94736842107,263335,285525,1.3333333333333333,20,12.570053699169309,0.41863246886335237,0.38165241513967074,985999.44214560883,267293.405362616,17550,16.816504483891155,1.337822803812085,267532.76,882417.7696816856,"OK","OK",0.27601930100692001]
[null,{"$f":"'ورودی نیروها'!C1632","v":"BASE"},{"$f":"'ورودی نیروها'!D1632","v":18},{"$f":"'ورودی نیروها'!E1632","v":"ACIS47"},"18 - ACIS47",{"$f":"ABS('ورودی نیروها'!H1632)","v":226616.36},{"$f":"ABS('ورودی نیروها'!I1632)","v":2418788.8289999999},{"$f":"ABS('ورودی نیروها'!J1632)","v":468735.28499999997},{"$f":"VLOOKUP(C1639,'ورودی نیروها'!M$4:P$1000000,2,FALSE)","v":60},{"$f":"VLOOKUP(C1639,'ورودی نیروها'!M$4:P$1000000,3,FALSE)","v":45},{"$f":"VLOOKUP(C1639,'ورودی نیروها'!M$4:P$1000000,4,FALSE)","v":4},105,90,{"$f":"IF(VLOOKUP(C1639,'ورودی نیروها'!M$4:Q$1048576,5,FALSE)=0,IF(K1639=1,2*L1639+2*M1639,IF(K1639=2,L1639+2*M1639,IF(K1639=3,2*L1639+M1639,L1639+M1639))),VLOOKUP(C1639,'ورودی نیروها'!M$4:Q$1048576,5,FALSE))","v":195},225709.28571428571,352953.94736842107,263335,285525,1.3333333333333333,20,12.570053699169309,0.41863246886335237,0.38165241513967074,1012583.539143367,178893.95358143188,17550,18.078181915608205,1.4381944857405742,302155.14666666667,882417.7696816856,"OK","OK",0.35802833406852824]
[null,{"$f":"'ورودی نیروها'!C1633","v":"BASE"},{"$f":"'ورودی نیروها'!D1633","v":18},{"$f":"'ورودی نیروها'!E1633","v":"ACIS48"},"18 - ACIS48",{"$f":"ABS('ورودی نیروها'!H1633)","v":182393.56},{"$f":"ABS('ورودی نیروها'!I1633)","v":2387994.1540000001},{"$f":"ABS('ورودی نیروها'!J1633)","v":481273.005},{"$f":"VLOOKUP(C1640,'ورودی نیروها'!M$4:P$1000000,2,FALSE)","v":60},{"$f":"VLOOKUP(C1640,'ورودی نیروها'!M$4:P$1000000,3,FALSE)","v":45},{"$f":"VLOOKUP(C1640,'ورودی نیروها'!M$4:P$1000000,4,FALSE)","v":4},105,90,{"$f":"IF(VLOOKUP(C1640,'ورودی نیروها'!M$4:Q$1048576,5,FALSE)=0,IF(K1640=1,2*L1640+2*M1640,IF(K1640=2,L1640+2*M1640,IF(K1640=3,2*L1640+M1640,L1640+M1640))),VLOOKUP(C1640,'ورودی نیروها'!M$4:Q$1048576,5,FALSE))","v":195},225709.28571428571,352953.94736842107,263335,285525,1.3333333333333333,20,12.570053699169309,0.41863246886335237,0.38165241513967074,999691.88832027256,183679.00469977682,17550,15.519419043039067,1.234634267637589,243191.41333333333,882417.7696816856,"OK","OK",0.19170874735153426]
[null,{"$f":"'ورودی نیروها'!C1634","v":"BASE"},{"$f":"'ورودی نیروها'!D1634","v":18},{"$f":"'ورودی نیروها'!E1634","v":"ACIS49"},"18 - ACIS49",{"$f":"ABS('ورودی نیروها'!H1634)","v":126672.5},{"$f":"ABS('ورودی نیروها'!I1634)","v":736712.15},{"$f":"ABS('ورودی نیروها'!J1634)","v":2019340.811},{"$f":"VLOOKUP(C1641,'ورودی نیروها'!M$4:P$1000000,2,FALSE)","v":60},{"$f":"VLOOKUP(C1641,'ورودی نیروها'!M$4:P$1000000,3,FALSE)","v":45},{"$f":"VLOOKUP(C1641,'ورودی نیروها'!M$4:P$1000000,4,FALSE)","v":4},105,90,{"$f":"IF(VLOOKUP(C1641,'ورودی نیروها'!M$4:Q$1048576,5,FALSE)=0,IF(K1641=1,2*L1641+2*M1641,IF(K1641=2,L1641+2*M1641,IF(K1641=3,2*L1641+M1641,L1641+M1641))),VLOOKUP(C1641,'ورودی نیروها'!M$4:Q$1048576,5,FALSE))","v":195},225709.28571428571,352953.94736842107,263335,285525,1.3333333333333333,20,12.570053699169309,0.41863246886335237,0.38165241513967074,308411.62619612837,770686.29750825139,17550,11.510855461743333,0.91573637927290852,"-","-","-","-","-"]
[null,{"$f":"'ورودی نیروها'!C1635","v":"BASE"},{"$f":"'ورودی نیروها'!D1635","v":18},{"$f":"'ورودی نیروها'!E1635","v":"ACIS50"},"18 - ACIS50",{"$f":"ABS('ورودی نیروها'!H1635)","v":82449.7},{"$f":"ABS('ورودی نیروها'!I1635)","v":767506.82400000002},{"$f":"ABS('ورودی نیروها'!J1635)","v":2006803.091},{"$f":"VLOOKUP(C1642,'ورودی نیروها'!M$4:P$1000000,2,FALSE)","v":60},{"$f":"VLOOKUP(C1642,'ورودی نیروها'!M$4:P$1000000,3,FALSE)","v":45},{"$f":"VLOOKUP(C1642,'ورودی نیروها'!M$4:P$1000000,4,FALSE)","v":4},105,90,{"$f":"IF(VLOOKUP(C1642,'ورودی نیروها'!M$4:Q$1048576,5,FALSE)=0,IF(K1642=1,2*L1642+2*M1642,IF(K1642=2,L1642+2*M1642,IF(K1642=3,2*L1642+M1642,L1642+M1642))),VLOOKUP(C1642,'ورودی نیروها'!M$4:Q$1048576,5,FALSE))","v":195},225709.28571428571,352953.94736842107,263335,285525,1.3333333333333333,20,12.570053699169309,0.41863246886335237,0.38165241513967074,321303.2766005905,765901.2463899065,17550,9.0299830048224017,0.71837266736729588,"-","-","-","-","-"]
[null,{"$f":"'ورودی نیروها'!C1636","v":"BASE"},{"$f":"'ورودی نیروها'!D1636","v":18},{"$f":"'ورودی نیروها'!E1636","v":"ACIS51"},"18 - ACIS51",{"$f":"ABS('ورودی نیروها'!H1636)","v":168237.33},{"$f":"ABS('ورودی نیروها'!I1636)","v":790770.23100000003},{"$f":"ABS('ورودی نیروها'!J1636)","v":1986093.6240000001},{"$f":"VLOOKUP(C1643,'ورودی نیروها'!M$4:P$1000000,2,FALSE)","v":60},{"$f":"VLOOKUP(C1643,'ورودی نیروها'!M$4:P$1000000,3,FALSE)","v":45},{"$f":"VLOOKUP(C1643,'ورودی نیروها'!M$4:P$1000000,4,FALSE)","v":4},105,90,{"$f":"IF(VLOOKUP(C1643,'ورودی نیروها'!M$4:Q$1048576,5,FALSE)=0,IF(K1643=1,2*L1643+2*M1643,IF(K1643=2,L1643+2*M1643,IF(K1643=3,2*L1643+M1643,L1643+M1643))),VLOOKUP(C1643,'ورودی نیروها'!M$4:Q$1048576,5,FALSE))","v":195},225709.28571428571,352953.94736842107,263335,285525,1.3333333333333333,20,12.570053699169309,0.41863246886335237,0.38165241513967074,331042.0941071735,757997.42829310114,17550,13.931300356909542,1.1082928275660582,224316.43999999997,882417.7696816856,"OK","OK",8.8481032753115169E-2]
[null,{"$f":"'ورودی نیروها'!C1637","v":"BASE"},{"$f":"'ورودی نیروها'!D1637","v":18},{"$f":"'ورودی نیروها'!E1637","v":"ACIS52"},"18 - ACIS52",{"$f":"ABS('ورودی نیروها'!H1637)","v":124014.53},{"$f":"ABS('ورودی نیروها'!I1637)","v":759975.55700000003},{"$f":"ABS('ورودی نیروها'!J1637)","v":1973555.9040000001},{"$f":"VLOOKUP(C1644,'ورودی نیروها'!M$4:P$1000000,2,FALSE)","v":60},{"$f":"VLOOKUP(C1644,'ورودی نیروها'!M$4:P$1000000,3,FALSE)","v":45},{"$f":"VLOOKUP(C1644,'ورودی نیروها'!M$4:P$1000000,4,FALSE)","v":4},105,90,{"$f":"IF(VLOOKUP(C1644,'ورودی نیروها'!M$4:Q$1048576,5,FALSE)=0,IF(K1644=1,2*L1644+2*M1644,IF(K1644=2,L1644+2*M1644,IF(K1644=3,2*L1644+M1644,L1644+M1644))),VLOOKUP(C1644,'ورودی نیروها'!M$4:Q$1048576,5,FALSE))","v":195},225709.28571428571,352953.94736842107,263335,285525,1.3333333333333333,20,12.570053699169309,0.41863246886335237,0.38165241513967074,318150.44370271137,753212.37717475626,17550,11.336195555814868,0.90184145804914262,"-","-","-","-","-"]
[null,{"$f":"'ورودی نیروها'!C1638","v":"BASE"},{"$f":"'ورودی نیروها'!D1638","v":18},{"$f":"'ورودی نیروها'!E1638","v":"ACIS54"},"18 - ACIS54",{"$f":"ABS('ورودی نیروها'!H1638)","v":65819.14},{"$f":"ABS('ورودی نیروها'!I1638)","v":627686.951},{"$f":"ABS('ورودی نیروها'!J1638)","v":1919429.933},{"$f":"VLOOKUP(C1645,'ورودی نیروها'!M$4:P$1000000,2,FALSE)","v":60},{"$f":"VLOOKUP(C1645,'ورودی نیروها'!M$4:P$1000000,3,FALSE)","v":45},{"$f":"VLOOKUP(C1645,'ورودی نیروها'!M$4:P$1000000,4,FALSE)","v":4},105,90,{"$f":"IF(VLOOKUP(C1645,'ورودی نیروها'!M$4:Q$1048576,5,FALSE)=0,IF(K1645=1,2*L1645+2*M1645,IF(K1645=2,L1645+2*M1645,IF(K1645=3,2*L1645+M1645,L1645+M1645))),VLOOKUP(C1645,'ورودی نیروها'!M$4:Q$1048576,5,FALSE))","v":195},225709.28571428571,352953.94736842107,263335,285525,1.3333333333333333,20,12.570053699169309,0.41863246886335237,0.38165241513967074,262770.13797044009,732555.0696208264,17550,7.6964127222949195,0.61228161044399809,"-","-","-","-","-"]
[null,{"$f":"'ورودی نیروها'!C1639","v":"BASE"},{"$f":"'ورودی نیروها'!D1639","v":18},{"$f":"'ورودی نیروها'!E1639","v":"ACIS55"},"18 - ACIS55",{"$f":"ABS('ورودی نیروها'!H1639)","v":107383.97},{"$f":"ABS('ورودی نیروها'!I1639)","v":899795.43},{"$f":"ABS('ورودی نیروها'!J1639)","v":1952677.12},{"$f":"VLOOKUP(C1646,'ورودی نیروها'!M$4:P$1000000,2,FALSE)","v":60},{"$f":"VLOOKUP(C1646,'ورودی نیروها'!M$4:P$1000000,3,FALSE)","v":45},{"$f":"VLOOKUP(C1646,'ورودی نیروها'!M$4:P$1000000,4,FALSE)","v":4},105,90,{"$f":"IF(VLOOKUP(C1646,'ورودی نیروها'!M$4:Q$1048576,5,FALSE)=0,IF(K1646=1,2*L1646+2*M1646,IF(K1646=2,L1646+2*M1646,IF(K1646=3,2*L1646+M1646,L1646+M1646))),VLOOKUP(C1646,'ورودی نیروها'!M$4:Q$1048576,5,FALSE))","v":195},225709.28571428571,352953.94736842107,263335,285525,1.3333333333333333,20,12.570053699169309,0.41863246886335237,0.38165241513967074,376683.58233286178,745243.93883597676,17550,10.61765537504864,0.84467860115429005,"-","-","-","-","-"]
[null,{"$f":"'ورودی نیروها'!C1640","v":"BASE"},{"$f":"'ورودی نیروها'!D1640","v":18},{"$f":"'ورودی نیروها'!E1640","v":"ACIS56"},"18 - ACIS56",{"$f":"ABS('ورودی نیروها'!H1640)","v":63161.17},{"$f":"ABS('ورودی نیروها'!I1640)","v":869000.755},{"$f":"ABS('ورودی نیروها'!J1640)","v":1965214.8389999999},{"$f":"VLOOKUP(C1647,'ورودی نیروها'!M$4:P$1000000,2,FALSE)","v":60},{"$f":"VLOOKUP(C1647,'ورودی نیروها'!M$4:P$1000000,3,FALSE)","v":45},{"$f":"VLOOKUP(C1647,'ورودی نیروها'!M$4:P$1000000,4,FALSE)","v":4},105,90,{"$f":"IF(VLOOKUP(C1647,'ورودی نیروها'!M$4:Q$1048576,5,FALSE)=0,IF(K1647=1,2*L1647+2*M1647,IF(K1647=2,L1647+2*M1647,IF(K1647=3,2*L1647+M1647,L1647+M1647))),VLOOKUP(C1647,'ورودی نیروها'!M$4:Q$1048576,5,FALSE))","v":195},225709.28571428571,352953.94736842107,263335,285525,1.3333333333333333,20,12.570053699169309,0.41863246886335237,0.38165241513967074,363791.93150976719,750028.98957266915,17550,8.0588925010301953,0.64111838293600665,"-","-","-","-","-"]
[null,{"$f":"'ورودی نیروها'!C1641","v":"BASE"},{"$f":"'ورودی نیروها'!D1641","v":18},{"$f":"'ورودی نیروها'!E1641","v":"ACIS57"},"18 - ACIS57",{"$f":"ABS('ورودی نیروها'!H1641)","v":130341.4},{"$f":"ABS('ورودی نیروها'!I1641)","v":508774.41399999999},{"$f":"ABS('ورودی نیروها'!J1641)","v":1926523.2139999999},{"$f":"VLOOKUP(C1648,'ورودی نیروها'!M$4:P$1000000,2,FALSE)","v":60},{"$f":"VLOOKUP(C1648,'ورودی نیروها'!M$4:P$1000000,3,FALSE)","v":45},{"$f":"VLOOKUP(C1648,'ورودی نیروها'!M$4:P$1000000,4,FALSE)","v":4},105,90,{"$f":"IF(VLOOKUP(C1648,'ورودی نیروها'!M$4:Q$1048576,5,FALSE)=0,IF(K1648=1,2*L1648+2*M1648,IF(K1648=2,L1648+2*M1648,IF(K1648=3,2*L1648+M1648,L1648+M1648))),VLOOKUP(C1648,'ورودی نیروها'!M$4:Q$1048576,5,FALSE))","v":195},225709.28571428571,352953.94736842107,263335,285525,1.3333333333333333,20,12.570053699169309,0.41863246886335237,0.38165241513967074,212989.48902732535,735262.23744574073,17550,11.162623028148007,0.88803304228411428,"-","-","-","-","-"]
[null,{"$f":"'ورودی نیروها'!C1642","v":"BASE"},{"$f":"'ورودی نیروها'!D1642","v":18},{"$f":"'ورودی نیروها'!E1642","v":"ACIS58"},"18 - ACIS58",{"$f":"ABS('ورودی نیروها'!H1642)","v":86118.6},{"$f":"ABS('ورودی نیروها'!I1642)","v":539569.08900000004},{"$f":"ABS('ورودی نیروها'!J1642)","v":1913985.4950000001},{"$f":"VLOOKUP(C1649,'ورودی نیروها'!M$4:P$1000000,2,FALSE)","v":60},{"$f":"VLOOKUP(C1649,'ورودی نیروها'!M$4:P$1000000,3,FALSE)","v":45},{"$f":"VLOOKUP(C1649,'ورودی نیروها'!M$4:P$1000000,4,FALSE)","v":4},105,90,{"$f":"IF(VLOOKUP(C1649,'ورودی نیروها'!M$4:Q$1048576,5,FALSE)=0,IF(K1649=1,2*L1649+2*M1649,IF(K1649=2,L1649+2*M1649,IF(K1649=3,2*L1649+M1649,L1649+M1649))),VLOOKUP(C1649,'ورودی نیروها'!M$4:Q$1048576,5,FALSE))","v":195},225709.28571428571,352953.94736842107,263335,285525,1.3333333333333333,20,12.570053699169309,0.41863246886335237,0.38165241513967074,225881.13985041992,730477.18670904823,17550,8.6817505745311223,0.69066933064135239,"-","-","-","-","-"]
[null,{"$f":"'ورودی نیروها'!C1643","v":"BASE"},{"$f":"'ورودی نیروها'!D1643","v":18},{"$f":"'ورودی نیروها'!E1643","v":"ACIS59"},"18 - ACIS59",{"$f":"ABS('ورودی نیروها'!H1643)","v":171906.23},{"$f":"ABS('ورودی نیروها'!I1643)","v":1018707.9669999999},{"$f":"ABS('ورودی نیروها'!J1643)","v":1893276.027},{"$f":"VLOOKUP(C1650,'ورودی نیروها'!M$4:P$1000000,2,FALSE)","v":60},{"$f":"VLOOKUP(C1650,'ورودی نیروها'!M$4:P$1000000,3,FALSE)","v":45},{"$f":"VLOOKUP(C1650,'ورودی نیروها'!M$4:P$1000000,4,FALSE)","v":4},105,90,{"$f":"IF(VLOOKUP(C1650,'ورودی نیروها'!M$4:Q$1048576,5,FALSE)=0,IF(K1650=1,2*L1650+2*M1650,IF(K1650=2,L1650+2*M1650,IF(K1650=3,2*L1650+M1650,L1650+M1650))),VLOOKUP(C1650,'ورودی نیروها'!M$4:Q$1048576,5,FALSE))","v":195},225709.28571428571,352953.94736842107,263335,285525,1.3333333333333333,20,12.570053699169309,0.41863246886335237,0.38165241513967074,426464.23127597646,722573.36823059048,17550,14.428599261263628,1.1478550216708414,229208.30666666667,882417.7696816856,"OK","OK",0.12080546153613074]
[null,{"$f":"'ورودی نیروها'!C1644","v":"BASE"},{"$f":"'ورودی نیروها'!D1644","v":18},{"$f":"'ورودی نیروها'!E1644","v":"ACIS60"},"18 - ACIS60",{"$f":"ABS('ورودی نیروها'!H1644)","v":127683.43},{"$f":"ABS('ورودی نیروها'!I1644)","v":987913.29200000002},{"$f":"ABS('ورودی نیروها'!J1644)","v":1880738.307},{"$f":"VLOOKUP(C1651,'ورودی نیروها'!M$4:P$1000000,2,FALSE)","v":60},{"$f":"VLOOKUP(C1651,'ورودی نیروها'!M$4:P$1000000,3,FALSE)","v":45},{"$f":"VLOOKUP(C1651,'ورودی نیروها'!M$4:P$1000000,4,FALSE)","v":4},105,90,{"$f":"IF(VLOOKUP(C1651,'ورودی نیروها'!M$4:Q$1048576,5,FALSE)=0,IF(K1651=1,2*L1651+2*M1651,IF(K1651=2,L1651+2*M1651,IF(K1651=3,2*L1651+M1651,L1651+M1651))),VLOOKUP(C1651,'ورودی نیروها'!M$4:Q$1048576,5,FALSE))","v":195},225709.28571428571,352953.94736842107,263335,285525,1.3333333333333333,20,12.570053699169309,0.41863246886335237,0.38165241513967074,413572.58045288193,717788.31711224548,17550,11.833494458314213,0.94140365200637355,"-","-","-","-","-"]
[null,{"$f":"'ورودی نیروها'!C1645","v":"BASE"},{"$f":"'ورودی نیروها'!D1645","v":18},{"$f":"'ورودی نیروها'!E1645","v":"ACIS61"},"18 - ACIS61",{"$f":"ABS('ورودی نیروها'!H1645)","v":62150.239999999998},{"$f":"ABS('ورودی نیروها'!I1645)","v":855624.68700000003},{"$f":"ABS('ورودی نیروها'!J1645)","v":1826612.3359999999},{"$f":"VLOOKUP(C1652,'ورودی نیروها'!M$4:P$1000000,2,FALSE)","v":60},{"$f":"VLOOKUP(C1652,'ورودی نیروها'!M$4:P$1000000,3,FALSE)","v":45},{"$f":"VLOOKUP(C1652,'ورودی نیروها'!M$4:P$1000000,4,FALSE)","v":4},105,90,{"$f":"IF(VLOOKUP(C1652,'ورودی نیروها'!M$4:Q$1048576,5,FALSE)=0,IF(K1652=1,2*L1652+2*M1652,IF(K1652=2,L1652+2*M1652,IF(K1652=3,2*L1652+M1652,L1652+M1652))),VLOOKUP(C1652,'ورودی نیروها'!M$4:Q$1048576,5,FALSE))","v":195},225709.28571428571,352953.94736842107,263335,285525,1.3333333333333333,20,12.570053699169309,0.41863246886335237,0.38165241513967074,358192.27513924311,697131.00955831574,17550,7.7756033645407427,0.61858155506961698,"-","-","-","-","-"]
[null,{"$f":"'ورودی نیروها'!C1646","v":"BASE"},{"$f":"'ورودی نیروها'!D1646","v":18},{"$f":"'ورودی نیروها'!E1646","v":"ACIS62"},"18 - ACIS62",{"$f":"ABS('ورودی نیروها'!H1646)","v":17927.439999999999},{"$f":"ABS('ورودی نیروها'!I1646)","v":886419.36199999996},{"$f":"ABS('ورودی نیروها'!J1646)","v":1839150.0560000001},{"$f":"VLOOKUP(C1653,'ورودی نیروها'!M$4:P$1000000,2,FALSE)","v":60},{"$f":"VLOOKUP(C1653,'ورودی نیروها'!M$4:P$1000000,3,FALSE)","v":45},{"$f":"VLOOKUP(C1653,'ورودی نیروها'!M$4:P$1000000,4,FALSE)","v":4},105,90,{"$f":"IF(VLOOKUP(C1653,'ورودی نیروها'!M$4:Q$1048576,5,FALSE)=0,IF(K1653=1,2*L1653+2*M1653,IF(K1653=2,L1653+2*M1653,IF(K1653=3,2*L1653+M1653,L1653+M1653))),VLOOKUP(C1653,'ورودی نیروها'!M$4:Q$1048576,5,FALSE))","v":195},225709.28571428571,352953.94736842107,263335,285525,1.3333333333333333,20,12.570053699169309,0.41863246886335237,0.38165241513967074,371083.92596233764,701916.06067666074,17550,5.3310728398548317,0.42410899487303982,"-","-","-","-","-"]
[null,{"$f":"'ورودی نیروها'!C1647","v":"BASE"},{"$f":"'ورودی نیروها'!D1647","v":18},{"$f":"'ورودی نیروها'!E1647","v":"ACIS64"},"18 - ACIS64",{"$f":"ABS('ورودی نیروها'!H1647)","v":103715.07},{"$f":"ABS('ورودی نیروها'!I1647)","v":671857.69400000002},{"$f":"ABS('ورودی نیروها'!J1647)","v":1859859.523},{"$f":"VLOOKUP(C1654,'ورودی نیروها'!M$4:P$1000000,2,FALSE)","v":60},{"$f":"VLOOKUP(C1654,'ورودی نیروها'!M$4:P$1000000,3,FALSE)","v":45},{"$f":"VLOOKUP(C1654,'ورودی نیروها'!M$4:P$1000000,4,FALSE)","v":4},105,90,{"$f":"IF(VLOOKUP(C1654,'ورودی نیروها'!M$4:Q$1048576,5,FALSE)=0,IF(K1654=1,2*L1654+2*M1654,IF(K1654=2,L1654+2*M1654,IF(K1654=3,2*L1654+M1654,L1654+M1654))),VLOOKUP(C1654,'ورودی نیروها'!M$4:Q$1048576,5,FALSE))","v":195},225709.28571428571,352953.94736842107,263335,285525,1.3333333333333333,20,12.570053699169309,0.41863246886335237,0.38165241513967074,281261.44516405871,709819.87877346599,17550,9.8513146793450517,0.78371301468633148,"-","-","-","-","-"]
[null,{"$f":"'ورودی نیروها'!C1648","v":"BASE"},{"$f":"'ورودی نیروها'!D1648","v":18},{"$f":"'ورودی نیروها'!E1648","v":"ACIS65"},"18 - ACIS65",{"$f":"ABS('ورودی نیروها'!H1648)","v":123003.6},{"$f":"ABS('ورودی نیروها'!I1648)","v":964649.88600000006},{"$f":"ABS('ورودی نیروها'!J1648)","v":2112158.4070000001},{"$f":"VLOOKUP(C1655,'ورودی نیروها'!M$4:P$1000000,2,FALSE)","v":60},{"$f":"VLOOKUP(C1655,'ورودی نیروها'!M$4:P$1000000,3,FALSE)","v":45},{"$f":"VLOOKUP(C1655,'ورودی نیروها'!M$4:P$1000000,4,FALSE)","v":4},105,90,{"$f":"IF(VLOOKUP(C1655,'ورودی نیروها'!M$4:Q$1048576,5,FALSE)=0,IF(K1655=1,2*L1655+2*M1655,IF(K1655=2,L1655+2*M1655,IF(K1655=3,2*L1655+M1655,L1655+M1655))),VLOOKUP(C1655,'ورودی نیروها'!M$4:Q$1048576,5,FALSE))","v":195},225709.28571428571,352953.94736842107,263335,285525,1.3333333333333333,20,12.570053699169309,0.41863246886335237,0.38165241513967074,403833.76336493145,806110.35718910967,17550,11.859087893889354,0.94343971614640443,"-","-","-","-","-"]
[null,{"$f":"'ورودی نیروها'!C1649","v":"BASE"},{"$f":"'ورودی نیروها'!D1649","v":18},{"$f":"'ورودی نیروها'!E1649","v":"ACIS67"},"18 - ACIS67",{"$f":"ABS('ورودی نیروها'!H1649)","v":78780.800000000003},{"$f":"ABS('ورودی نیروها'!I1649)","v":995444.56},{"$f":"ABS('ورودی نیروها'!J1649)","v":2099620.6880000001},{"$f":"VLOOKUP(C1656,'ورودی نیروها'!M$4:P$1000000,2,FALSE)","v":60},{"$f":"VLOOKUP(C1656,'ورودی نیروها'!M$4:P$1000000,3,FALSE)","v":45},{"$f":"VLOOKUP(C1656,'ورودی نیروها'!M$4:P$1000000,4,FALSE)","v":4},105,90,{"$f":"IF(VLOOKUP(C1656,'ورودی نیروها'!M$4:Q$1048576,5,FALSE)=0,IF(K1656=1,2*L1656+2*M1656,IF(K1656=2,L1656+2*M1656,IF(K1656=3,2*L1656+M1656,L1656+M1656))),VLOOKUP(C1656,'ورودی نیروها'!M$4:Q$1048576,5,FALSE))","v":195},225709.28571428571,352953.94736842107,263335,285525,1.3333333333333333,20,12.570053699169309,0.41863246886335237,0.38165241513967074,416725.41376939352,801325.30645241716,17550,9.3782154384177296,0.74607600435609023,"-","-","-","-","-"]
[null,{"$f":"'ورودی نیروها'!C1650","v":"BASE"},{"$f":"'ورودی نیروها'!D1650","v":18},{"$f":"'ورودی نیروها'!E1650","v":"ACIS68"},"18 - ACIS68",{"$f":"ABS('ورودی نیروها'!H1650)","v":120345.63},{"$f":"ABS('ورودی نیروها'!I1650)","v":532037.821},{"$f":"ABS('ورودی نیروها'!J1650)","v":2066373.5},{"$f":"VLOOKUP(C1657,'ورودی نیروها'!M$4:P$1000000,2,FALSE)","v":60},{"$f":"VLOOKUP(C1657,'ورودی نیروها'!M$4:P$1000000,3,FALSE)","v":45},{"$f":"VLOOKUP(C1657,'ورودی نیروها'!M$4:P$1000000,4,FALSE)","v":4},105,90,{"$f":"IF(VLOOKUP(C1657,'ورودی نیروها'!M$4:Q$1048576,5,FALSE)=0,IF(K1657=1,2*L1657+2*M1657,IF(K1657=2,L1657+2*M1657,IF(K1657=3,2*L1657+M1657,L1657+M1657))),VLOOKUP(C1657,'ورودی نیروها'!M$4:Q$1048576,5,FALSE))","v":195},225709.28571428571,352953.94736842107,263335,285525,1.3333333333333333,20,12.570053699169309,0.41863246886335237,0.38165241513967074,222728.30653390833,788636.43685561442,17550,10.838896650011479,0.86227926382906117,"-","-","-","-","-"]
[null,{"$f":"'ورودی نیروها'!C1651","v":"BASE"},{"$f":"'ورودی نیروها'!D1651","v":18},{"$f":"'ورودی نیروها'!E1651","v":"ACIS69"},"18 - ACIS69",{"$f":"ABS('ورودی نیروها'!H1651)","v":69488.039999999994},{"$f":"ABS('ورودی نیروها'!I1651)","v":399749.21500000003},{"$f":"ABS('ورودی نیروها'!J1651)","v":2012247.5290000001},{"$f":"VLOOKUP(C1658,'ورودی نیروها'!M$4:P$1000000,2,FALSE)","v":60},{"$f":"VLOOKUP(C1658,'ورودی نیروها'!M$4:P$1000000,3,FALSE)","v":45},{"$f":"VLOOKUP(C1658,'ورودی نیروها'!M$4:P$1000000,4,FALSE)","v":4},105,90,{"$f":"IF(VLOOKUP(C1658,'ورودی نیروها'!M$4:Q$1048576,5,FALSE)=0,IF(K1658=1,2*L1658+2*M1658,IF(K1658=2,L1658+2*M1658,IF(K1658=3,2*L1658+M1658,L1658+M1658))),VLOOKUP(C1658,'ورودی نیروها'!M$4:Q$1048576,5,FALSE))","v":195},225709.28571428571,352953.94736842107,263335,285525,1.3333333333333333,20,12.570053699169309,0.41863246886335237,0.38165241513967074,167348.00080163707,767979.12930168468,17550,7.6172220785997933,0.60598166570308098,"-","-","-","-","-"]
[null,{"$f":"'ورودی نیروها'!C1652","v":"BASE"},{"$f":"'ورودی نیروها'!D1652","v":18},{"$f":"'ورودی نیروها'!E1652","v":"ACIS70"},"18 - ACIS70",{"$f":"ABS('ورودی نیروها'!H1652)","v":25265.24},{"$f":"ABS('ورودی نیروها'!I1652)","v":430543.89},{"$f":"ABS('ورودی نیروها'!J1652)","v":2024785.2490000001},{"$f":"VLOOKUP(C1659,'ورودی نیروها'!M$4:P$1000000,2,FALSE)","v":60},{"$f":"VLOOKUP(C1659,'ورودی نیروها'!M$4:P$1000000,3,FALSE)","v":45},{"$f":"VLOOKUP(C1659,'ورودی نیروها'!M$4:P$1000000,4,FALSE)","v":4},105,90,{"$f":"IF(VLOOKUP(C1659,'ورودی نیروها'!M$4:Q$1048576,5,FALSE)=0,IF(K1659=1,2*L1659+2*M1659,IF(K1659=2,L1659+2*M1659,IF(K1659=3,2*L1659+M1659,L1659+M1659))),VLOOKUP(C1659,'ورودی نیروها'!M$4:Q$1048576,5,FALSE))","v":195},225709.28571428571,352953.94736842107,263335,285525,1.3333333333333333,20,12.570053699169309,0.41863246886335237,0.38165241513967074,180239.6516247316,772764.18042002968,17550,5.1726915539138814,0.41150910550650377,"-","-","-","-","-"]
[null,{"$f":"'ورودی نیروها'!C1653","v":"BASE"},{"$f":"'ورودی نیروها'!D1653","v":18},{"$f":"'ورودی نیروها'!E1653","v":"ACIS71"},"18 - ACIS71",{"$f":"ABS('ورودی نیروها'!H1653)","v":111052.87},{"$f":"ABS('ورودی نیروها'!I1653)","v":1127733.166},{"$f":"ABS('ورودی نیروها'!J1653)","v":2045494.716},{"$f":"VLOOKUP(C1660,'ورودی نیروها'!M$4:P$1000000,2,FALSE)","v":60},{"$f":"VLOOKUP(C1660,'ورودی نیروها'!M$4:P$1000000,3,FALSE)","v":45},{"$f":"VLOOKUP(C1660,'ورودی نیروها'!M$4:P$1000000,4,FALSE)","v":4},105,90,{"$f":"IF(VLOOKUP(C1660,'ورودی نیروها'!M$4:Q$1048576,5,FALSE)=0,IF(K1660=1,2*L1660+2*M1660,IF(K1660=2,L1660+2*M1660,IF(K1660=3,2*L1660+M1660,L1660+M1660))),VLOOKUP(C1660,'ورودی نیروها'!M$4:Q$1048576,5,FALSE))","v":195},225709.28571428571,352953.94736842107,263335,285525,1.3333333333333333,20,12.570053699169309,0.41863246886335237,0.38165241513967074,472105.7195016648,780667.99851683492,17550,11.383996069302924,0.9056441875069503,"-","-","-","-","-"]
[null,{"$f":"'ورودی نیروها'!C1654","v":"BASE"},{"$f":"'ورودی نیروها'!D1654","v":18},{"$f":"'ورودی نیروها'!E1654","v":"ACIS72"},"18 - ACIS72",{"$f":"ABS('ورودی نیروها'!H1654)","v":66830.070000000007},{"$f":"ABS('ورودی نیروها'!I1654)","v":1096938.4909999999},{"$f":"ABS('ورودی نیروها'!J1654)","v":2058032.436},{"$f":"VLOOKUP(C1661,'ورودی نیروها'!M$4:P$1000000,2,FALSE)","v":60},{"$f":"VLOOKUP(C1661,'ورودی نیروها'!M$4:P$1000000,3,FALSE)","v":45},{"$f":"VLOOKUP(C1661,'ورودی نیروها'!M$4:P$1000000,4,FALSE)","v":4},105,90,{"$f":"IF(VLOOKUP(C1661,'ورودی نیروها'!M$4:Q$1048576,5,FALSE)=0,IF(K1661=1,2*L1661+2*M1661,IF(K1661=2,L1661+2*M1661,IF(K1661=3,2*L1661+M1661,L1661+M1661))),VLOOKUP(C1661,'ورودی نیروها'!M$4:Q$1048576,5,FALSE))","v":195},225709.28571428571,352953.94736842107,263335,285525,1.3333333333333333,20,12.570053699169309,0.41863246886335237,0.38165241513967074,459214.06867857021,785453.04963517981,17550,8.8252331967337856,0.70208396940396522,"-","-","-","-","-"]
[null,{"$f":"'ورودی نیروها'!C1655","v":"BASE"},{"$f":"'ورودی نیروها'!D1655","v":18},{"$f":"'ورودی نیروها'!E1655","v":"ACIS73"},"18 - ACIS73",{"$f":"ABS('ورودی نیروها'!H1655)","v":56881.52},{"$f":"ABS('ورودی نیروها'!I1655)","v":2480616.108},{"$f":"ABS('ورودی نیروها'!J1655)","v":679559.43599999999},{"$f":"VLOOKUP(C1662,'ورودی نیروها'!M$4:P$1000000,2,FALSE)","v":60},{"$f":"VLOOKUP(C1662,'ورودی نیروها'!M$4:P$1000000,3,FALSE)","v":45},{"$f":"VLOOKUP(C1662,'ورودی نیروها'!M$4:P$1000000,4,FALSE)","v":4},105,90,{"$f":"IF(VLOOKUP(C1662,'ورودی نیروها'!M$4:Q$1048576,5,FALSE)=0,IF(K1662=1,2*L1662+2*M1662,IF(K1662=2,L1662+2*M1662,IF(K1662=3,2*L1662+M1662,L1662+M1662))),VLOOKUP(C1662,'ورودی نیروها'!M$4:Q$1048576,5,FALSE))","v":195},225709.28571428571,352953.94736842107,263335,285525,1.3333333333333333,20,12.570053699169309,0.41863246886335237,0.38165241513967074,1038466.4455942403,259355.4999803525,17550,8.8269029480243031,0.7022168050568971,"-","-","-","-","-"]
[null,{"$f":"'ورودی نیروها'!C1656","v":"BASE"},{"$f":"'ورودی نیروها'!D1656","v":18},{"$f":"'ورودی نیروها'!E1656","v":"ACIS74"},"18 - ACIS74",{"$f":"ABS('ورودی نیروها'!H1656)","v":12658.72},{"$f":"ABS('ورودی نیروها'!I1656)","v":2511410.7829999998},{"$f":"ABS('ورودی نیروها'!J1656)","v":667021.71600000001},{"$f":"VLOOKUP(C1663,'ورودی نیروها'!M$4:P$1000000,2,FALSE)","v":60},{"$f":"VLOOKUP(C1663,'ورودی نیروها'!M$4:P$1000000,3,FALSE)","v":45},{"$f":"VLOOKUP(C1663,'ورودی نیروها'!M$4:P$1000000,4,FALSE)","v":4},105,90,{"$f":"IF(VLOOKUP(C1663,'ورودی نیروها'!M$4:Q$1048576,5,FALSE)=0,IF(K1663=1,2*L1663+2*M1663,IF(K1663=2,L1663+2*M1663,IF(K1663=3,2*L1663+M1663,L1663+M1663))),VLOOKUP(C1663,'ورودی نیروها'!M$4:Q$1048576,5,FALSE))","v":195},225709.28571428571,352953.94736842107,263335,285525,1.3333333333333333,20,12.570053699169309,0.41863246886335237,0.38165241513967074,1051358.0964173349,254570.44886200756,17550,6.3460304929581142,0.50485309329883699,"-","-","-","-","-"]
[null,{"$f":"'ورودی نیروها'!C1657","v":"BASE"},{"$f":"'ورودی نیروها'!D1657","v":18},{"$f":"'ورودی نیروها'!E1657","v":"ACIS75"},"18 - ACIS75",{"$f":"ABS('ورودی نیروها'!H1657)","v":38625.51},{"$f":"ABS('ورودی نیروها'!I1657)","v":2447908.548},{"$f":"ABS('ورودی نیروها'!J1657)","v":502071.78700000001},{"$f":"VLOOKUP(C1664,'ورودی نیروها'!M$4:P$1000000,2,FALSE)","v":60},{"$f":"VLOOKUP(C1664,'ورودی نیروها'!M$4:P$1000000,3,FALSE)","v":45},{"$f":"VLOOKUP(C1664,'ورودی نیروها'!M$4:P$1000000,4,FALSE)","v":4},105,90,{"$f":"IF(VLOOKUP(C1664,'ورودی نیروها'!M$4:Q$1048576,5,FALSE)=0,IF(K1664=1,2*L1664+2*M1664,IF(K1664=2,L1664+2*M1664,IF(K1664=3,2*L1664+M1664,L1664+M1664))),VLOOKUP(C1664,'ورودی نیروها'!M$4:Q$1048576,5,FALSE))","v":195},225709.28571428571,352953.94736842107,263335,285525,1.3333333333333333,20,12.570053699169309,0.41863246886335237,0.38165241513967074,1024773.9990009441,191616.91008204035,17550,7.4687768526473457,0.59417223119268925,"-","-","-","-","-"]
[null,{"$f":"'ورودی نیروها'!C1658","v":"BASE"},{"$f":"'ورودی نیروها'!D1658","v":18},{"$f":"'ورودی نیروها'!E1658","v":"ACIS76"},"18 - ACIS76",{"$f":"ABS('ورودی نیروها'!H1658)","v":5597.29},{"$f":"ABS('ورودی نیروها'!I1658)","v":2478703.2230000002},{"$f":"ABS('ورودی نیروها'!J1658)","v":514609.50699999998},{"$f":"VLOOKUP(C1665,'ورودی نیروها'!M$4:P$1000000,2,FALSE)","v":60},{"$f":"VLOOKUP(C1665,'ورودی نیروها'!M$4:P$1000000,3,FALSE)","v":45},{"$f":"VLOOKUP(C1665,'ورودی نیروها'!M$4:P$1000000,4,FALSE)","v":4},105,90,{"$f":"IF(VLOOKUP(C1665,'ورودی نیروها'!M$4:Q$1048576,5,FALSE)=0,IF(K1665=1,2*L1665+2*M1665,IF(K1665=2,L1665+2*M1665,IF(K1665=3,2*L1665+M1665,L1665+M1665))),VLOOKUP(C1665,'ورودی نیروها'!M$4:Q$1048576,5,FALSE))","v":195},225709.28571428571,352953.94736842107,263335,285525,1.3333333333333333,20,12.570053699169309,0.41863246886335237,0.38165241513967074,1037665.6498240387,196401.9612003853,17550,5.6621141342292391,0.45044470530809422,"-","-","-","-","-"]
[null,{"$f":"'ورودی نیروها'!C1659","v":"BASE"},{"$f":"'ورودی نیروها'!D1659","v":18},{"$f":"'ورودی نیروها'!E1659","v":"ACIS78"},"18 - ACIS78",{"$f":"ABS('ورودی نیروها'!H1659)","v":195430.96},{"$f":"ABS('ورودی نیروها'!I1659)","v":2610991.8289999999},{"$f":"ABS('ورودی نیروها'!J1659)","v":568735.47900000005},{"$f":"VLOOKUP(C1666,'ورودی نیروها'!M$4:P$1000000,2,FALSE)","v":60},{"$f":"VLOOKUP(C1666,'ورودی نیروها'!M$4:P$1000000,3,FALSE)","v":45},{"$f":"VLOOKUP(C1666,'ورودی نیروها'!M$4:P$1000000,4,FALSE)","v":4},105,90,{"$f":"IF(VLOOKUP(C1666,'ورودی نیروها'!M$4:Q$1048576,5,FALSE)=0,IF(K1666=1,2*L1666+2*M1666,IF(K1666=2,L1666+2*M1666,IF(K1666=3,2*L1666+M1666,L1666+M1666))),VLOOKUP(C1666,'ورودی نیروها'!M$4:Q$1048576,5,FALSE))","v":195},225709.28571428571,352953.94736842107,263335,285525,1.3333333333333333,20,12.570053699169309,0.41863246886335237,0.38165241513967074,1093045.95555631,217059.26913596751,17550,16.802653664355187,1.3367209135682205,260574.61333333331,882417.7696816856,"OK","OK",0.27511899773708209]
[null,{"$f":"'ورودی نیروها'!C1660","v":"BASE"},{"$f":"'ورودی نیروها'!D1660","v":18},{"$f":"'ورودی نیروها'!E1660","v":"ACIS79"},"18 - ACIS79",{"$f":"ABS('ورودی نیروها'!H1660)","v":177174.95},{"$f":"ABS('ورودی نیروها'!I1660)","v":2643699.3879999998},{"$f":"ABS('ورودی نیروها'!J1660)","v":612895.74399999995},{"$f":"VLOOKUP(C1667,'ورودی نیروها'!M$4:P$1000000,2,FALSE)","v":60},{"$f":"VLOOKUP(C1667,'ورودی نیروها'!M$4:P$1000000,3,FALSE)","v":45},{"$f":"VLOOKUP(C1667,'ورودی نیروها'!M$4:P$1000000,4,FALSE)","v":4},105,90,{"$f":"IF(VLOOKUP(C1667,'ورودی نیروها'!M$4:Q$1048576,5,FALSE)=0,IF(K1667=1,2*L1667+2*M1667,IF(K1667=2,L1667+2*M1667,IF(K1667=3,2*L1667+M1667,L1667+M1667))),VLOOKUP(C1667,'ورودی نیروها'!M$4:Q$1048576,5,FALSE))","v":195},225709.28571428571,352953.94736842107,263335,285525,1.3333333333333333,20,12.570053699169309,0.41863246886335237,0.38165241513967074,1106738.4017309737,233913.14092642535,17550,15.887090894068342,1.2638840910535043,236233.26666666669,882417.7696816856,"OK","OK",0.21560741766843713]
[null,{"$f":"'ورودی نیروها'!C1661","v":"BASE"},{"$f":"'ورودی نیروها'!D1661","v":18},{"$f":"'ورودی نیروها'!E1661","v":"ACIS80"},"18 - ACIS80",{"$f":"ABS('ورودی نیروها'!H1661)","v":132952.15},{"$f":"ABS('ورودی نیروها'!I1661)","v":2612904.713},{"$f":"ABS('ورودی نیروها'!J1661)","v":625433.46400000004},{"$f":"VLOOKUP(C1668,'ورودی نیروها'!M$4:P$1000000,2,FALSE)","v":60},{"$f":"VLOOKUP(C1668,'ورودی نیروها'!M$4:P$1000000,3,FALSE)","v":45},{"$f":"VLOOKUP(C1668,'ورودی نیروها'!M$4:P$1000000,4,FALSE)","v":4},105,90,{"$f":"IF(VLOOKUP(C1668,'ورودی نیروها'!M$4:Q$1048576,5,FALSE)=0,IF(K1668=1,2*L1668+2*M1668,IF(K1668=2,L1668+2*M1668,IF(K1668=3,2*L1668+M1668,L1668+M1668))),VLOOKUP(C1668,'ورودی نیروها'!M$4:Q$1048576,5,FALSE))","v":195},225709.28571428571,352953.94736842107,263335,285525,1.3333333333333333,20,12.570053699169309,0.41863246886335237,0.38165241513967074,1093846.7509078791,238698.19204477032,17550,13.3283280214992,1.0603238729505191,177269.53333333333,882417.7696816856,"OK","OK",4.9287830951442901E-2]
[null,{"$f":"'ورودی نیروها'!C1662","v":"BASE"},{"$f":"'ورودی نیروها'!D1662","v":18},{"$f":"'ورودی نیروها'!E1662","v":"ACIS81"},"18 - ACIS81",{"$f":"ABS('ورودی نیروها'!H1662)","v":52599.78},{"$f":"ABS('ورودی نیروها'!I1662)","v":2745632.537},{"$f":"ABS('ورودی نیروها'!J1662)","v":787474.84299999999},{"$f":"VLOOKUP(C1669,'ورودی نیروها'!M$4:P$1000000,2,FALSE)","v":60},{"$f":"VLOOKUP(C1669,'ورودی نیروها'!M$4:P$1000000,3,FALSE)","v":45},{"$f":"VLOOKUP(C1669,'ورودی نیروها'!M$4:P$1000000,4,FALSE)","v":4},105,90,{"$f":"IF(VLOOKUP(C1669,'ورودی نیروها'!M$4:Q$1048576,5,FALSE)=0,IF(K1669=1,2*L1669+2*M1669,IF(K1669=2,L1669+2*M1669,IF(K1669=3,2*L1669+M1669,L1669+M1669))),VLOOKUP(C1669,'ورودی نیروها'!M$4:Q$1048576,5,FALSE))","v":195},225709.28571428571,352953.94736842107,263335,285525,1.3333333333333333,20,12.570053699169309,0.41863246886335237,0.38165241513967074,1149410.9275558598,300541.67569268303,17550,9.2308684422561029,0.73435393858867315,"-","-","-","-","-"]
[null,{"$f":"'ورودی نیروها'!C1663","v":"BASE"},{"$f":"'ورودی نیروها'!D1663","v":18},{"$f":"'ورودی نیروها'!E1663","v":"ACIS82"},"18 - ACIS82",{"$f":"ABS('ورودی نیروها'!H1663)","v":8376.98},{"$f":"ABS('ورودی نیروها'!I1663)","v":2776427.2119999998},{"$f":"ABS('ورودی نیروها'!J1663)","v":774937.12399999995},{"$f":"VLOOKUP(C1670,'ورودی نیروها'!M$4:P$1000000,2,FALSE)","v":60},{"$f":"VLOOKUP(C1670,'ورودی نیروها'!M$4:P$1000000,3,FALSE)","v":45},{"$f":"VLOOKUP(C1670,'ورودی نیروها'!M$4:P$1000000,4,FALSE)","v":4},105,90,{"$f":"IF(VLOOKUP(C1670,'ورودی نیروها'!M$4:Q$1048576,5,FALSE)=0,IF(K1670=1,2*L1670+2*M1670,IF(K1670=2,L1670+2*M1670,IF(K1670=3,2*L1670+M1670,L1670+M1670))),VLOOKUP(C1670,'ورودی نیروها'!M$4:Q$1048576,5,FALSE))","v":195},225709.28571428571,352953.94736842107,263335,285525,1.3333333333333333,20,12.570053699169309,0.41863246886335237,0.38165241513967074,1162302.5783789542,295756.62495599047,17550,6.7499959886392187,0.53699022694591125,"-","-","-","-","-"]
[null,{"$f":"'ورودی نیروها'!C1664","v":"BASE"},{"$f":"'ورودی نیروها'!D1664","v":18},{"$f":"'ورودی نیروها'!E1664","v":"ACIS83"},"18 - ACIS83",{"$f":"ABS('ورودی نیروها'!H1664)","v":34343.769999999997},{"$f":"ABS('ورودی نیروها'!I1664)","v":2712924.9780000001},{"$f":"ABS('ورودی نیروها'!J1664)","v":394156.38},{"$f":"VLOOKUP(C1671,'ورودی نیروها'!M$4:P$1000000,2,FALSE)","v":60},{"$f":"VLOOKUP(C1671,'ورودی نیروها'!M$4:P$1000000,3,FALSE)","v":45},{"$f":"VLOOKUP(C1671,'ورودی نیروها'!M$4:P$1000000,4,FALSE)","v":4},105,90,{"$f":"IF(VLOOKUP(C1671,'ورودی نیروها'!M$4:Q$1048576,5,FALSE)=0,IF(K1671=1,2*L1671+2*M1671,IF(K1671=2,L1671+2*M1671,IF(K1671=3,2*L1671+M1671,L1671+M1671))),VLOOKUP(C1671,'ورودی نیروها'!M$4:Q$1048576,5,FALSE))","v":195},225709.28571428571,352953.94736842107,263335,285525,1.3333333333333333,20,12.570053699169309,0.41863246886335237,0.38165241513967074,1135718.4813811961,150430.73436970983,17550,7.5599379306935175,0.60142447372306096,"-","-","-","-","-"]
[null,{"$f":"'ورودی نیروها'!C1665","v":"BASE"},{"$f":"'ورودی نیروها'!D1665","v":18},{"$f":"'ورودی نیروها'!E1665","v":"ACIS84"},"18 - ACIS84",{"$f":"ABS('ورودی نیروها'!H1665)","v":9879.0300000000007},{"$f":"ABS('ورودی نیروها'!I1665)","v":2743719.6519999998},{"$f":"ABS('ورودی نیروها'!J1665)","v":406694.09899999999},{"$f":"VLOOKUP(C1672,'ورودی نیروها'!M$4:P$1000000,2,FALSE)","v":60},{"$f":"VLOOKUP(C1672,'ورودی نیروها'!M$4:P$1000000,3,FALSE)","v":45},{"$f":"VLOOKUP(C1672,'ورودی نیروها'!M$4:P$1000000,4,FALSE)","v":4},105,90,{"$f":"IF(VLOOKUP(C1672,'ورودی نیروها'!M$4:Q$1048576,5,FALSE)=0,IF(K1672=1,2*L1672+2*M1672,IF(K1672=2,L1672+2*M1672,IF(K1672=3,2*L1672+M1672,L1672+M1672))),VLOOKUP(C1672,'ورودی نیروها'!M$4:Q$1048576,5,FALSE))","v":195},225709.28571428571,352953.94736842107,263335,285525,1.3333333333333333,20,12.570053699169309,0.41863246886335237,0.38165241513967074,1148610.131785658,155215.78510640236,17550,6.241222787318943,0.4965152048420759,"-","-","-","-","-"]
[null,{"$f":"'ورودی نیروها'!C1666","v":"BASE"},{"$f":"'ورودی نیروها'!D1666","v":18},{"$f":"'ورودی نیروها'!E1666","v":"ACIS85"},"18 - ACIS85",{"$f":"ABS('ورودی نیروها'!H1666)","v":199712.7},{"$f":"ABS('ورودی نیروها'!I1666)","v":2876008.2579999999},{"$f":"ABS('ورودی نیروها'!J1666)","v":460820.071},{"$f":"VLOOKUP(C1673,'ورودی نیروها'!M$4:P$1000000,2,FALSE)","v":60},{"$f":"VLOOKUP(C1673,'ورودی نیروها'!M$4:P$1000000,3,FALSE)","v":45},{"$f":"VLOOKUP(C1673,'ورودی نیروها'!M$4:P$1000000,4,FALSE)","v":4},105,90,{"$f":"IF(VLOOKUP(C1673,'ورودی نیروها'!M$4:Q$1048576,5,FALSE)=0,IF(K1673=1,2*L1673+2*M1673,IF(K1673=2,L1673+2*M1673,IF(K1673=3,2*L1673+M1673,L1673+M1673))),VLOOKUP(C1673,'ورودی نیروها'!M$4:Q$1048576,5,FALSE))","v":195},225709.28571428571,352953.94736842107,263335,285525,1.3333333333333333,20,12.570053699169309,0.41863246886335237,0.38165241513967074,1203990.4375179294,175873.09304198454,17550,17.381762317444892,1.3827914131022021,266283.60000000003,882417.7696816856,"OK","OK",0.31276106018791289]
[null,{"$f":"'ورودی نیروها'!C1667","v":"BASE"},{"$f":"'ورودی نیروها'!D1667","v":18},{"$f":"'ورودی نیروها'!E1667","v":"ACIS86"},"18 - ACIS86",{"$f":"ABS('ورودی نیروها'!H1667)","v":155489.9},{"$f":"ABS('ورودی نیروها'!I1667)","v":2845213.5830000001},{"$f":"ABS('ورودی نیروها'!J1667)","v":448282.35100000002},{"$f":"VLOOKUP(C1674,'ورودی نیروها'!M$4:P$1000000,2,FALSE)","v":60},{"$f":"VLOOKUP(C1674,'ورودی نیروها'!M$4:P$1000000,3,FALSE)","v":45},{"$f":"VLOOKUP(C1674,'ورودی نیروها'!M$4:P$1000000,4,FALSE)","v":4},105,90,{"$f":"IF(VLOOKUP(C1674,'ورودی نیروها'!M$4:Q$1048576,5,FALSE)=0,IF(K1674=1,2*L1674+2*M1674,IF(K1674=2,L1674+2*M1674,IF(K1674=3,2*L1674+M1674,L1674+M1674))),VLOOKUP(C1674,'ورودی نیروها'!M$4:Q$1048576,5,FALSE))","v":195},225709.28571428571,352953.94736842107,263335,285525,1.3333333333333333,20,12.570053699169309,0.41863246886335237,0.38165241513967074,1191098.7866948347,171088.0419236396,17550,14.786657514495474,1.176340043437734,207319.86666666667,882417.7696816856,"OK","OK",0.14407924799620073]
[null,{"$f":"'ورودی نیروها'!C1668","v":"BASE"},{"$f":"'ورودی نیروها'!D1668","v":18},{"$f":"'ورودی نیروها'!E1668","v":"ACIS87"},"18 - ACIS87",{"$f":"ABS('ورودی نیروها'!H1668)","v":181456.69},{"$f":"ABS('ورودی نیروها'!I1668)","v":2908715.8169999998},{"$f":"ABS('ورودی نیروها'!J1668)","v":720811.152},{"$f":"VLOOKUP(C1675,'ورودی نیروها'!M$4:P$1000000,2,FALSE)","v":60},{"$f":"VLOOKUP(C1675,'ورودی نیروها'!M$4:P$1000000,3,FALSE)","v":45},{"$f":"VLOOKUP(C1675,'ورودی نیروها'!M$4:P$1000000,4,FALSE)","v":4},105,90,{"$f":"IF(VLOOKUP(C1675,'ورودی نیروها'!M$4:Q$1048576,5,FALSE)=0,IF(K1675=1,2*L1675+2*M1675,IF(K1675=2,L1675+2*M1675,IF(K1675=3,2*L1675+M1675,L1675+M1675))),VLOOKUP(C1675,'ورودی نیروها'!M$4:Q$1048576,5,FALSE))","v":195},225709.28571428571,352953.94736842107,263335,285525,1.3333333333333333,20,12.570053699169309,0.41863246886335237,0.38165241513967074,1217682.8836925931,275099.31702040829,17550,16.779003968097022,1.3348394819670391,241942.25333333333,882417.7696816856,"OK","OK",0.27358176748030139]
[null,{"$f":"'ورودی نیروها'!C1669","v":"BASE"},{"$f":"'ورودی نیروها'!D1669","v":18},{"$f":"'ورودی نیروها'!E1669","v":"ACIS88"},{"$f":"CONCATENATE(C1676,\" - \",D1676)","v":"18 - ACIS88"},{"$f":"ABS('ورودی نیروها'!H1669)","v":137233.89000000001},{"$f":"ABS('ورودی نیروها'!I1669)","v":2877921.1430000002},{"$f":"ABS('ورودی نیروها'!J1669)","v":733348.87199999997},{"$f":"VLOOKUP(C1676,'ورودی نیروها'!M$4:P$1000000,2,FALSE)","v":60},{"$f":"VLOOKUP(C1676,'ورودی نیروها'!M$4:P$1000000,3,FALSE)","v":45},{"$f":"VLOOKUP(C1676,'ورودی نیروها'!M$4:P$1000000,4,FALSE)","v":4},{"$f":"IF(OR(K1676=1,K1676=2),I1676+$C$6,I1676+($C$6/2))","v":105},{"$f":"IF(OR(K1676=1,K1676=3),J1676+$C$6,J1676+($C$6/2))","v":90},{"$f":"IF(VLOOKUP(C1676,'ورودی نیروها'!M$4:Q$1048576,5,FALSE)=0,IF(K1676=1,2*L1676+2*M1676,IF(K1676=2,L1676+2*M1676,IF(K1676=3,2*L1676+M1676,L1676+M1676))),VLOOKUP(C1676,'ورودی نیروها'!M$4:Q$1048576,5,FALSE))","v":195},{"$f":"IF(K1676=1,(L1676*$C$6*(L1676+3*M1676)+$C$6^3)/3,IF(K1676=2,(2*M1676^2*$C$6*(M1676+2*L1676)+$C$6^3*(2*M1676+L1676))/(6*M1676),IF(K1676=3,M1676*$C$6*(M1676+6*L1676)/6,($C$6*(L1676+4*M1676)+$C$6^3*(L1676+M1676))/(6*L1676))))","v":225709.28571428571},{"$f":"IF(K1676=1,(L1676*$C$6*(L1676+3*M1676)+$C$6^3)/3,IF(K1676=2,(2*M1676^2*$C$6*(M1676+2*L1676)+$C$6^3*(2*M1676+L1676))/(6*(L1676+M1676)),IF(K1676=3,(M1676*$C$6*(M1676+6*L1676)+$C$6^3)/6,(L1676^2*$C$6*(L1676+4*M1676)+$C$6^3*(L1676+M1676))/(6*(L1676+2*M1676)))))","v":352953.94736842107},{"$f":"IF(K1676=1,(M1676*$C$6*(M1676+3*L1676)+$C$6^3)/3,IF(K1676=2,L1676*$C$6*(L1676+6*M1676)/6,IF(K1676=3,(2*L1676^2*$C$6*(L1676+2*M1676)+$C$6^3*(2*L1676+M1676))/(6*L1676),($C$6*(M1676+4*L1676)+$C$6^3*(M1676+L1676))/(6*M1676))))","v":263335},{"$f":"IF(K1676=1,(M1676*$C$6*(M1676+3*L1676)+$C$6^3)/3,IF(K1676=2,(L1676*$C$6*(L1676+6*M1676)+$C$6^3)/6,IF(K1676=3,(2*L1676^2*$C$6*(L1676+2*M1676)+$C$6^3*(2*L1676+M1676))/(6*(M1676+L1676)),(M1676^2*$C$6*(M1676+4*L1676)+$C$6^3*(M1676+L1676))/(6*(M1676+2*L1676)))))","v":285525},{"$f":"MAX(I1676:J1676)/MIN(I1676:J1676)","v":1.3333333333333333},{"$f":"IF(K1676=1,40,IF(K1676=4,20,30))","v":20},{"$f":"MIN(0.53*$C$5*(1+(2/S1676))*SQRT($C$4),0.53*$C$5*(1+((T1676*$C$6)/(2*N1676)))*SQRT($C$4),1.06*$C$5*SQRT($C$4))","v":12.570053699169309},{"$f":"1-(1/((1+(2/3)*SQRT(L1676/M1676))))","v":0.41863246886335237},{"$f":"1-(1/((1+(2/3)*SQRT(M1676/L1676))))","v":0.38165241513967074},{"$f":"V1676*G1676","v":1204791.233288131},{"$f":"W1676*H1676","v":279884.36813875323},{"$f":"N1676*$C$6","v":17550},{"$f":"(F1676/Z1676)+(X1676/MIN(O1676:P1676))+(Y1676/MIN(Q1676:R1676))","v":14.220241097382624},{"$f":"AA1676/U1676","v":1.1312792640116063},{"$f":"IF(AB1676<=1,\"-\",F1676/$C$5)","v":182978.52000000002},{"$f":"IF(AB1676<=1,\"-\",3*U1676*N1676*$C$6/$C$5)","v":882417.7696816856},{"$f":"IF(AB1676<=1,\"-\",IF(AC1676<=AD1676,\"OK\",\"NOT OK\"))","v":"OK"},{"$f":"IF(AB1676<=1,\"-\",IF(OR($C$6>=15,$C$6>=16*($C$8/10)),\"OK\",\"NOT OK\"))","v":"OK"},{"$f":"IF(OR(AE1676=\"NOT OK\",AF1676=\"NOT OK\"),\"CANT USE\",IF(AB1676<=1,\"-\",(AA1676-U1676)*N1676/($C$5*$C$7)))","v":0.10726218088386551}]
[null,{"$f":"'ورودی نیروها'!C1670","v":"BASE"},{"$f":"'ورودی نیروها'!D1670","v":18},{"$f":"'ورودی نیروها'!E1670","v":"ACIS89"},"18 - ACIS89",{"$f":"ABS('ورودی نیروها'!H1670)","v":61163.27},{"$f":"ABS('ورودی نیروها'!I1670)","v":2215599.679},{"$f":"ABS('ورودی نیروها'!J1670)","v":571644.02800000005},{"$f":"VLOOKUP(C1677,'ورودی نیروها'!M$4:P$1000000,2,FALSE)","v":60},{"$f":"VLOOKUP(C1677,'ورودی نیروها'!M$4:P$1000000,3,FALSE)","v":45},{"$f":"VLOOKUP(C1677,'ورودی نیروها'!M$4:P$1000000,4,FALSE)","v":4},105,90,{"$f":"IF(VLOOKUP(C1677,'ورودی نیروها'!M$4:Q$1048576,5,FALSE)=0,IF(K1677=1,2*L1677+2*M1677,IF(K1677=2,L1677+2*M1677,IF(K1677=3,2*L1677+M1677,L1677+M1677))),VLOOKUP(C1677,'ورودی نیروها'!M$4:Q$1048576,5,FALSE))","v":195},225709.28571428571,352953.94736842107,263335,285525,1.3333333333333333,20,12.570053699169309,0.41863246886335237,0.38165241513967074,927521.96363262099,218169.32388636959,17550,8.422938022143768,0.67007971673982569,"-","-","-","-","-"]
[null,{"$f":"'ورودی نیروها'!C1671","v":"BASE"},{"$f":"'ورودی نیروها'!D1671","v":18},{"$f":"'ورودی نیروها'!E1671","v":"ACIS90"},"18 - ACIS90",{"$f":"ABS('ورودی نیروها'!H1671)","v":16940.47},{"$f":"ABS('ورودی نیروها'!I1671)","v":2246394.3539999998},{"$f":"ABS('ورودی نیروها'!J1671)","v":559106.30799999996},{"$f":"VLOOKUP(C1678,'ورودی نیروها'!M$4:P$1000000,2,FALSE)","v":60},{"$f":"VLOOKUP(C1678,'ورودی نیروها'!M$4:P$1000000,3,FALSE)","v":45},{"$f":"VLOOKUP(C1678,'ورودی نیروها'!M$4:P$1000000,4,FALSE)","v":4},105,90,{"$f":"IF(VLOOKUP(C1678,'ورودی نیروها'!M$4:Q$1048576,5,FALSE)=0,IF(K1678=1,2*L1678+2*M1678,IF(K1678=2,L1678+2*M1678,IF(K1678=3,2*L1678+M1678,L1678+M1678))),VLOOKUP(C1678,'ورودی نیروها'!M$4:Q$1048576,5,FALSE))","v":195},225709.28571428571,352953.94736842107,263335,285525,1.3333333333333333,20,12.570053699169309,0.41863246886335237,0.38165241513967074,940413.61445571552,213384.27276802459,17550,5.9420655670775799,0.47271600498176558,"-","-","-","-","-"]
[null,{"$f":"'ورودی نیروها'!C1672","v":"BASE"},{"$f":"'ورودی نیروها'!D1672","v":18},{"$f":"'ورودی نیروها'!E1672","v":"ACIS91"},"18 - ACIS91",{"$f":"ABS('ورودی نیروها'!H1672)","v":42907.26},{"$f":"ABS('ورودی نیروها'!I1672)","v":2182892.1189999999},{"$f":"ABS('ورودی نیروها'!J1672)","v":609987.19499999995},{"$f":"VLOOKUP(C1679,'ورودی نیروها'!M$4:P$1000000,2,FALSE)","v":60},{"$f":"VLOOKUP(C1679,'ورودی نیروها'!M$4:P$1000000,3,FALSE)","v":45},{"$f":"VLOOKUP(C1679,'ورودی نیروها'!M$4:P$1000000,4,FALSE)","v":4},105,90,{"$f":"IF(VLOOKUP(C1679,'ورودی نیروها'!M$4:Q$1048576,5,FALSE)=0,IF(K1679=1,2*L1679+2*M1679,IF(K1679=2,L1679+2*M1679,IF(K1679=3,2*L1679+M1679,L1679+M1679))),VLOOKUP(C1679,'ورودی نیروها'!M$4:Q$1048576,5,FALSE))","v":195},225709.28571428571,352953.94736842107,263335,285525,1.3333333333333333,20,12.570053699169309,0.41863246886335237,0.38165241513967074,913829.51703932474,232803.08617602327,17550,7.3776163477057892,0.58692003425517092,"-","-","-","-","-"]
[null,{"$f":"'ورودی نیروها'!C1673","v":"BASE"},{"$f":"'ورودی نیروها'!D1673","v":18},{"$f":"'ورودی نیروها'!E1673","v":"ACIS92"},"18 - ACIS92",{"$f":"ABS('ورودی نیروها'!H1673)","v":1315.54},{"$f":"ABS('ورودی نیروها'!I1673)","v":2213686.7940000002},{"$f":"ABS('ورودی نیروها'!J1673)","v":622524.91500000004},{"$f":"VLOOKUP(C1680,'ورودی نیروها'!M$4:P$1000000,2,FALSE)","v":60},{"$f":"VLOOKUP(C1680,'ورودی نیروها'!M$4:P$1000000,3,FALSE)","v":45},{"$f":"VLOOKUP(C1680,'ورودی نیروها'!M$4:P$1000000,4,FALSE)","v":4},105,90,{"$f":"IF(VLOOKUP(C1680,'ورودی نیروها'!M$4:Q$1048576,5,FALSE)=0,IF(K1680=1,2*L1680+2*M1680,IF(K1680=2,L1680+2*M1680,IF(K1680=3,2*L1680+M1680,L1680+M1680))),VLOOKUP(C1680,'ورودی نیروها'!M$4:Q$1048576,5,FALSE))","v":195},225709.28571428571,352953.94736842107,263335,285525,1.3333333333333333,20,12.570053699169309,0.41863246886335237,0.38165241513967074,926721.16786241939,237588.13729436827,17550,5.0830049113389659,0.40437416044410979,"-","-","-","-","-"]
[null,{"$f":"'ورودی نیروها'!C1674","v":"BASE"},{"$f":"'ورودی نیروها'!D1674","v":18},{"$f":"'ورودی نیروها'!E1674","v":"ACIS93"},"18 - ACIS93",{"$f":"ABS('ورودی نیروها'!H1674)","v":191149.21},{"$f":"ABS('ورودی نیروها'!I1674)","v":2345975.3990000002},{"$f":"ABS('ورودی نیروها'!J1674)","v":676650.88699999999},{"$f":"VLOOKUP(C1681,'ورودی نیروها'!M$4:P$1000000,2,FALSE)","v":60},{"$f":"VLOOKUP(C1681,'ورودی نیروها'!M$4:P$1000000,3,FALSE)","v":45},{"$f":"VLOOKUP(C1681,'ورودی نیروها'!M$4:P$1000000,4,FALSE)","v":4},105,90,{"$f":"IF(VLOOKUP(C1681,'ورودی نیروها'!M$4:Q$1048576,5,FALSE)=0,IF(K1681=1,2*L1681+2*M1681,IF(K1681=2,L1681+2*M1681,IF(K1681=3,2*L1681+M1681,L1681+M1681))),VLOOKUP(C1681,'ورودی نیروها'!M$4:Q$1048576,5,FALSE))","v":195},225709.28571428571,352953.94736842107,263335,285525,1.3333333333333333,20,12.570053699169309,0.41863246886335237,0.38165241513967074,982101.47317605827,258245.44522995042,17550,16.223544439610169,1.2906503685566832,254865.61333333331,882417.7696816856,"OK","OK",0.23747689812865591]
[null,{"$f":"'ورودی نیروها'!C1675","v":"BASE"},{"$f":"'ورودی نیروها'!D1675","v":18},{"$f":"'ورودی نیروها'!E1675","v":"ACIS94"},"18 - ACIS94",{"$f":"ABS('ورودی نیروها'!H1675)","v":146926.41},{"$f":"ABS('ورودی نیروها'!I1675)","v":2315180.7250000001},{"$f":"ABS('ورودی نیروها'!J1675)","v":664113.16700000002},{"$f":"VLOOKUP(C1682,'ورودی نیروها'!M$4:P$1000000,2,FALSE)","v":60},{"$f":"VLOOKUP(C1682,'ورودی نیروها'!M$4:P$1000000,3,FALSE)","v":45},{"$f":"VLOOKUP(C1682,'ورودی نیروها'!M$4:P$1000000,4,FALSE)","v":4},105,90,{"$f":"IF(VLOOKUP(C1682,'ورودی نیروها'!M$4:Q$1048576,5,FALSE)=0,IF(K1682=1,2*L1682+2*M1682,IF(K1682=2,L1682+2*M1682,IF(K1682=3,2*L1682+M1682,L1682+M1682))),VLOOKUP(C1682,'ورودی نیروها'!M$4:Q$1048576,5,FALSE))","v":195},225709.28571428571,352953.94736842107,263335,285525,1.3333333333333333,20,12.570053699169309,0.41863246886335237,0.38165241513967074,969209.82277159614,253460.39411160548,17550,13.628439638515497,1.084198999039768,195901.88,882417.7696816856,"OK","OK",6.8795086057502217E-2]
[null,{"$f":"'ورودی نیروها'!C1676","v":"BASE"},{"$f":"'ورودی نیروها'!D1676","v":18},{"$f":"'ورودی نیروها'!E1676","v":"ACIS95"},"18 - ACIS95",{"$f":"ABS('ورودی نیروها'!H1676)","v":172893.2},{"$f":"ABS('ورودی نیروها'!I1676)","v":2378682.9589999998},{"$f":"ABS('ورودی نیروها'!J1676)","v":504980.33600000001},{"$f":"VLOOKUP(C1683,'ورودی نیروها'!M$4:P$1000000,2,FALSE)","v":60},{"$f":"VLOOKUP(C1683,'ورودی نیروها'!M$4:P$1000000,3,FALSE)","v":45},{"$f":"VLOOKUP(C1683,'ورودی نیروها'!M$4:P$1000000,4,FALSE)","v":4},105,90,{"$f":"IF(VLOOKUP(C1683,'ورودی نیروها'!M$4:Q$1048576,5,FALSE)=0,IF(K1683=1,2*L1683+2*M1683,IF(K1683=2,L1683+2*M1683,IF(K1683=3,2*L1683+M1683,L1683+M1683))),VLOOKUP(C1683,'ورودی نیروها'!M$4:Q$1048576,5,FALSE))","v":195},225709.28571428571,352953.94736842107,263335,285525,1.3333333333333333,20,12.570053699169309,0.41863246886335237,0.38165241513967074,995793.91976935428,192726.96483244243,17550,14.995177250239088,1.1929286548099667,230524.26666666669,882417.7696816856,"OK","OK",0.15763303081953564]
[null,{"$f":"'ورودی نیروها'!C1677","v":"BASE"},{"$f":"'ورودی نیروها'!D1677","v":18},{"$f":"'ورودی نیروها'!E1677","v":"ACIS96"},"18 - ACIS96",{"$f":"ABS('ورودی نیروها'!H1677)","v":128670.39999999999},{"$f":"ABS('ورودی نیروها'!I1677)","v":2347888.284},{"$f":"ABS('ورودی نیروها'!J1677)","v":517518.05599999998},{"$f":"VLOOKUP(C1684,'ورودی نیروها'!M$4:P$1000000,2,FALSE)","v":60},{"$f":"VLOOKUP(C1684,'ورودی نیروها'!M$4:P$1000000,3,FALSE)","v":45},{"$f":"VLOOKUP(C1684,'ورودی نیروها'!M$4:P$1000000,4,FALSE)","v":4},105,90,{"$f":"IF(VLOOKUP(C1684,'ورودی نیروها'!M$4:Q$1048576,5,FALSE)=0,IF(K1684=1,2*L1684+2*M1684,IF(K1684=2,L1684+2*M1684,IF(K1684=3,2*L1684+M1684,L1684+M1684))),VLOOKUP(C1684,'ورودی نیروها'!M$4:Q$1048576,5,FALSE))","v":195},225709.28571428571,352953.94736842107,263335,285525,1.3333333333333333,20,12.570053699169309,0.41863246886335237,0.38165241513967074,982902.26894625986,197512.01595078738,17550,12.436414377669948,0.98936843670698138,"-","-","-","-","-"]

{"sheet":"ریز محاسبات برش دو طرفه تک گره","index":2,"n_rows":82,"n_cols":24,"rows_kept":82,"cut":false,"hidden":false,"merged":[[1,1,1,13],[12,2,12,3],[13,2,13,3],[14,2,14,3],[58,3,58,4],[3,9,3,10],[59,3,59,4],[60,2,60,3],[28,2,28,3],[29,2,29,3],[30,2,30,3],[31,2,31,3],[77,7,77,8],[65,5,65,6],[70,3,70,4],[71,3,71,4],[72,2,72,3],[73,5,73,6]]}
[]
[null,"کنترل تنش برشی دو طرفه بر اساس آیین‏نامه ACI 318-08"]
[]
[null,null,null,null,null,null,null,null,null,"2 - ACI1C2",null,null,null,"گره - ترکیب بار:"]
[null,null,null,null,null,null,null,null,null,null,null,null,null,null,null,null,null,null,null,null,null,null,null,"تهیه کننده:"]
[null,null,null,null,null,null,null,null,null,null,null,null,null,"مشخصات مقطع برش دوطرفه",null,null,null,null,null,null,null,null,null,"شرو وارتومیان"]
[null,"f'c=",{"$f":"'محاسبات برش دو طرفه گره(ها)'!C4","v":250},"Kg/cm2",null,null,null,null,null,null,null,null,null,"مقاومت فشاری مشخصه نمونه استوانه استاندارد",null,null,null,null,null,null,null,null,null,"کارشناس ارشد عمران - سازه"]
[null,"φ=",{"$f":"'محاسبات برش دو طرفه گره(ها)'!C5","v":0.75},null,null,null,null,null,null,null,null,null,null,"ضریب کاهش مقاومت برشی",null,null,null,null,null,null,null,null,null,"تلفن همراه: 3831738-912-98+"]
[null,"d=",{"$f":"'محاسبات برش دو طرفه گره(ها)'!C6","v":90},"cm",null,null,null,null,null,null,null,null,null,"عمق موثر (فاصله دورترین تار فشاری بتن تا محور میلگردهای کششی)",null,null,null,null,null,null,null,null,null,"Email: sh.vartoumian@gmail.com"]
[]
[null,null,null,null,null,null,null,null,null,null,null,null,null,"نیروهای نهایی موجود"]
[]
[null,"Vu=",{"$f":"VLOOKUP(J4,'محاسبات برش دو طرفه گره(ها)'!E11:AG1048576,2,FALSE)","v":{"$error":"#N/A"}},null,"Kgf",null,null,null,null,null,null,null,null,"نیروی برشی نهایی ضریبدار "]
[null,"Mux=",{"$f":"VLOOKUP(J4,'محاسبات برش دو طرفه گره(ها)'!E11:AG1048576,3,FALSE)","v":{"$error":"#N/A"}},null,"Kgf.cm",null,null,null,null,null,null,null,null,"لنگر خمشی نهایی ضریبدار در جهت X "]
[null,"Muy=",{"$f":"VLOOKUP(J4,'محاسبات برش دو طرفه گره(ها)'!E11:AG1048576,4,FALSE)","v":{"$error":"#N/A"}},null,"Kgf.cm",null,null,null,null,null,null,null,null,"لنگر خمشی نهایی ضریبدار در جهت Y "]
[]
[null,null,null,null,null,null,null,null,null,null,null,null,null,"محاسبه مشخصات هندسی مقطع برش دوطرفه"]
[]
[null,"Lx=",{"$f":"VLOOKUP(J4,'محاسبات برش دو طرفه گره(ها)'!E11:AG1048576,5,FALSE)","v":{"$error":"#N/A"}},"cm",null,null,null,null,null,null,null,null,null,"بعد ناحیه برش دوطرفه در جهت X"]
[null,"Ly=",{"$f":"VLOOKUP(J4,'محاسبات برش دو طرفه گره(ها)'!E11:AG1048576,6,FALSE)","v":{"$error":"#N/A"}},"cm",null,null,null,null,null,null,null,null,null,"بعد ناحیه برش دوطرفه در جهت Y"]
[null,{"$f":"\"=حالت\"","v":"=حالت"},{"$f":"VLOOKUP(J4,'محاسبات برش دو طرفه گره(ها)'!E11:AG1048576,7,FALSE)","v":{"$error":"#N/A"}},{"$f":"IF(C21=1,\"میانی\",IF(C21=2,\"کناری یک سمت محدود در جهت Y\",IF(C21=3,\"کناری یک سمت محدود در جهت X\",\"گوشه\")))","v":{"$error":"#N/A"}},null,null,null,null,null,null,null,null,null,"حالت  ناحیه برش دوطرفه"]
[null,"bx=",{"$f":"IF(OR(C21=1,C21=2),C19+C9,C19+(C9/2))","v":{"$error":"#N/A"}},"cm",null,null,null,null,null,null,null,null,null,"بعد مقطع بحرانی برش دوطرفه (سطح تکیه‏گاهی یا سطح اثر بار) در جهت X"]
[null,"by=",{"$f":"IF(OR(C21=1,C21=3),C20+C9,C20+(C9/2))","v":{"$error":"#N/A"}},"cm",null,null,null,null,null,null,null,null,null,"بعد مقطع بحرانی برش دوطرفه (سطح تکیه‏گاهی یا سطح اثر بار) در جهت Y"]
[null,"b0=",{"$f":"IF(C21=1,2*C22+2*C23,IF(C21=2,C22+2*C23,IF(C21=3,2*C22+C23,C22+C23)))","v":{"$error":"#N/A"}},"cm",null,null,null,null,null,null,null,null,null,"محیط مقطع بحرانی برش دوطرفه"]
[null,"Cx=",{"$f":"IF(C21=1,C22/2,IF(C21=2,C22/2,IF(C21=3,C22^2/(2*C22+C23),C22^2/(2*(C22+C23)))))","v":{"$error":"#N/A"}},"cm",null,null,null,null,null,null,null,null,null,"فاصله مرکز هندسی تکیه‏گاه از یک سمت مقطع در امتداد عمود بر بردار لنگر خمشی جهت X"]
[null,"C'x=",{"$f":"IF(C21=1,C22/2,IF(C21=2,C22/2,IF(C21=3,C22*(C23+C22)/(2*C22+C23),C22*(C22+2*C23)/(2*(C22+C23)))))","v":{"$error":"#N/A"}},"cm",null,null,null,null,null,null,null,null,null,"فاصله مرکز هندسی تکیه‏گاه از سمت دیگر مقطع در امتداد عمود بر بردار لنگر خمشی جهت X"]
[null,"Cy=",{"$f":"IF(C21=1,C23/2,IF(C21=2,C23^2/(2*C23+C22),IF(C21=3,C23/2,C23^2/(2*(C22+C23)))))","v":{"$error":"#N/A"}},"cm",null,null,null,null,null,null,null,null,null,"فاصله مرکز هندسی تکیه‏گاه از یک سمت مقطع در امتداد عمود بر بردار لنگر خمشی جهت Y"]
[null,"C'y=",{"$f":"IF(C21=1,C23/2,IF(C21=2,C23*(C22+C23)/(2*C23+C22),IF(C21=3,C23/2,C23*(C23+2*C22)/(2*(C22+C23)))))","v":{"$error":"#N/A"}},"cm",null,null,null,null,null,null,null,null,null,"فاصله مرکز هندسی تکیه‏گاه از سمت دیگر مقطع در امتداد عمود بر بردار لنگر خمشی جهت Y"]
[null,"Jcx/Cy=",{"$f":"IF(C21=1,(C22*C9*(C22+3*C23)+C9^3)/3,IF(C21=2,(2*C23^2*C9*(C23+2*C22)+C9^3*(2*C23+C22))/(6*C23),IF(C21=3,C23*C9*(C23+6*C22)/6,(C9*(C22+4*C23)+C9^3*(C22+C23))/(6*C22))))","v":{"$error":"#N/A"}},null,"cm4",null,null,null,null,null,null,null,null,"نسبت مدول پیچشی جهت X به Cy"]
[null,"Jcx/C'y=",{"$f":"IF(C21=1,(C22*C9*(C22+3*C23)+C9^3)/3,IF(C21=2,(2*C23^2*C9*(C23+2*C22)+C9^3*(2*C23+C22))/(6*(C22+C23)),IF(C21=3,(C23*C9*(C23+6*C22)+C9^3)/6,(C22^2*C9*(C22+4*C23)+C9^3*(C22+C23))/(6*(C22+2*C23)))))","v":{"$error":"#N/A"}},null,"cm4",null,null,null,null,null,null,null,null,"نسبت مدول پیچشی جهت X به C'y"]
[null,"Jcy/Cx=",{"$f":"IF(C21=1,(C23*C9*(C23+3*C22)+C9^3)/3,IF(C21=2,C22*C9*(C22+6*C23)/6,IF(C21=3,(2*C22^2*C9*(C22+2*C23)+C9^3*(2*C22+C23))/(6*C22),(C9*(C23+4*C22)+C9^3*(C23+C22))/(6*C23))))","v":{"$error":"#N/A"}},null,"cm4",null,null,null,null,null,null,null,null,"نسبت مدول پیچشی جهت Y به Cx"]
[null,"Jcy/C'x=",{"$f":"IF(C21=1,(C23*C9*(C23+3*C22)+C9^3)/3,IF(C21=2,(C22*C9*(C22+6*C23)+C9^3)/6,IF(C21=3,(2*C22^2*C9*(C22+2*C23)+C9^3*(2*C22+C23))/(6*(C23+C22)),(C23^2*C9*(C23+4*C22)+C9^3*(C23+C22))/(6*(C23+2*C22)))))","v":{"$error":"#N/A"}},null,"cm4",null,null,null,null,null,null,null,null,"نسبت مدول پیچشی جهت Y به C'x"]
[]
[]
[]
[]
[]
[]
[]
[]
[]
[]
[]
[]
[null,null,null,null,null,null,null,null,null,null,null,null,null,"محاسبه مقاومت برشی بتن"]
[]
[null,"βc=Max(Lx,Ly)/Min(Lx,Ly)=",null,null,null,{"$f":"MAX(B20:C20)/MIN(B20:C20)","v":{"$error":"#N/A"}}]
[null,null,null,null,null,null,null,null,null,null,null,null,null,"نسبت بعد بزرگ به بعد کوچک مقطع بحرانی برش دوطرفه (سطح تکیه‏گاهی یا سطح اثر بار) "]
[null,"αs=",{"$f":"IF(C21=1,40,IF(C21=4,20,30))","v":{"$error":"#N/A"}},null,null,null,null,null,null,null,null,null,null,"ضریب حالت ستون (40=ستون میانی ، 30=ستون کناری و 20=ستون گوشه)"]
[]
[null,null,"0.53φ(1+2/βc)f'c1/2=",null,null,{"$f":"0.53*C8*(1+(2/F47))*SQRT(C7)","v":{"$error":"#N/A"}},"Kg/cm2"]
[null,"vc=Min","0.53φ(1+αsd/2b0)f'c1/2=",null,null,null,{"$f":"0.53*C8*(1+((C49*C9)/(2*C24)))*SQRT(C7)","v":{"$error":"#N/A"}},"Kg/cm2",null,"→","vc=",{"$f":"MIN(F51,G52,E53)","v":{"$error":"#N/A"}},"Kg/cm2"]
[null,null,"1.06φf'c1/2=",null,{"$f":"1.06*C8*SQRT(C7)","v":12.570053699169309},"Kg/cm2"]
[]
[null,null,null,null,null,null,null,null,null,null,null,null,null,"محاسبه تنش برشی حداکثر موجود"]
[]
[null,"γvx=",{"$f":"1-(1/((1+(2/3)*SQRT(C22/C23))))","v":{"$error":"#N/A"}},null,null,null,null,null,null,null,null,null,null,"ضریب لنگر متعادل نشده در جهت X"]
[null,"γvy=",{"$f":"1-(1/((1+(2/3)*SQRT(C23/C22))))","v":{"$error":"#N/A"}},null,null,null,null,null,null,null,null,null,null,"ضریب لنگر متعادل نشده در جهت Y"]
[null,"Muvx=γvxMux=",null,{"$f":"C57*C14","v":{"$error":"#N/A"}},null,"Kgf.cm",null,null,null,null,null,null,null,"لنگر خمشی نهایی منتقل شده توسط برش در جهت X"]
[null,"Muvy=γvyMuy=",null,{"$f":"C58*C15","v":{"$error":"#N/A"}},null,"Kgf.cm",null,null,null,null,null,null,null,"لنگر خمشی نهایی منتقل شده توسط برش در جهت Y"]
[null,"Ac=",{"$f":"C24*C9","v":{"$error":"#N/A"}},null,"cm2",null,null,null,null,null,null,null,null,"سطح مقطع بحرانی برش دوطرفه"]
[null,"vu=Vu/Ac+MuvxCy/Jcx+MuvyCx/Jcy=",null,null,null,null,{"$f":"(C13/C61)+(D59/MIN(C29:D30))+(D60/MIN(C31:D32))","v":{"$error":"#N/A"}},"Kg/cm2",null,null,null,null,null,"تنش برشی حداکثر موجود"]
[]
[null,null,null,null,null,null,null,null,null,null,null,null,null,"کنترل برش دوطرفه "]
[]
[null,"Ratio=vu/vc=",null,{"$f":"G62/L52","v":{"$error":"#N/A"}},"→",{"$f":"IF(D66<=1,\"OK\",\"NOT OK\")","v":{"$error":"#N/A"}}]
[]
[null,null,null,null,null,null,null,null,null,null,null,null,null,"طراحی آرماتور برشی"]
[]
[null,null,null,null,null,null,null,null,null,null,null,null,null,"کنترل اجازه استفاده از آرماتور برشی"]
[null,"Vn=Vu/φ=",null,{"$f":"IF(D66<=1,\"-\",C13/C8)","v":{"$error":"#N/A"}},null,"Kgf"]
[null,"Vc=vcb0d/φ=",null,{"$f":"IF(D66<=1,\"-\",L52*C24*C9/C8)","v":{"$error":"#N/A"}},null,"Kgf"]
[null,"3Vc=",{"$f":"IF(D66<=1,\"-\",3*D72)","v":{"$error":"#N/A"}},null,"Kgf"]
[null,"Vn",{"$f":"IF(D71<=C73,\"≤\",\">\")","v":{"$error":"#N/A"}},"3Vc","→",{"$f":"IF(D66<=1,\"-\",IF(D71<=C73,\"OK\",\"NOT OK\"))","v":{"$error":"#N/A"}}]
[]
[null,"dbs=",{"$f":"'محاسبات برش دو طرفه گره(ها)'!C8","v":20},"mm",null,null,null,null,null,null,null,null,"قطر میلگردهای عرضی"]
[null,"16dbs=",{"$f":"16*C76/10","v":32},"cm"]
[null,"d",{"$f":"IF(OR(C9>=C77,C9>=15),\"≥\",\"<\")","v":"≥"},"16dbs OR 15cm",null,null,"→",{"$f":"IF(D66<=1,\"-\",IF(OR(C9>=C77,C9>=15),\"OK\",\"NOT OK\"))","v":{"$error":"#N/A"}}]
[null,null,null,null,null,null,null,null,null,null,null,null,null,{"$f":"IF(D66<=1,\"نیازی به استفاده از آرماتور برشی نیست\",IF(AND(F74=\"OK\",H78=\"OK\"),\"← اجازه استفاده از آرماتور برشی وجود دارد\",\"← اجازه استفاده از آرماتور برشی وجود ندارد\"))","v":{"$error":"#N/A"}}]
[]
[null,"fys=",{"$f":"'محاسبات برش دو طرفه گره(ها)'!C7","v":4000},"Kg/cm2",null,null,null,null,null,null,null,null,null,"مقاومت مشخصه میلگردهای عرضی"]
[null,"(Av/S)req=(vu-vc)b0/φfys=",null,null,null,{"$f":"IF(D66<=1,\"-\",(G62-L52)*C24/(C8*C81))","v":{"$error":"#N/A"}}]